## Sheet1
-
Row Labels | Total Need | Purchase Qty | Purchase Cost
Integration to LCD Pendant Monitors and LAN | 2 | 2 | 120000
Patient Bed | 28 | 8 | 52000
Sterilizer-Autoclave | 1 | 1 | 45000
OEC 6800 C-Arm | 1 | 1 | 44500
Automated Cultures - Siemens Walkaway Plus | 1 | 1 | 40000
UnderCounter Sterilizer/Washer | 1 | 1 | 35000
Olyppus Camera | 2 | 2 | 32000
Pendant System - Med Gas, Power, Low Voltage - S-Video - Equipment Carrier | 1 | 1 | 30000
MindRay Cardiac Monitor PM 9000 With ETCO2 | 3 | 3 | 30000
Vital Signs Automated - Wireless | 10 | 10 | 27000
Stretcher | 8 | 6 | 25200
Film Digitizer (Scanner) | 1 | 1 | 25000
Surgical Lights - Dual Lights - Center Mounted + 2 Dual LCD Monitor Arms | 2 | 2 | 22000
Fiber Optic Video System | 2 | 1 | 22000
Temperature Probes | 28 | 28 | 21000
PACS Computer Screen - Dual Monitors | 8 | 7 | 21000
LCD Monitors - Surgical Grade | 4 | 4 | 20000
Gastroscope | 2 | 1 | 20000
Olympus Laparoscopy | 4 | 4 | 19800
Defibrillator | 3 | 2 | 19000
Woodway Bariatric Tread-Ergometer - Parallel Bar Handrail | 1 | 1 | 18000
Dishwasher - High Temp | 1 | 1 | 17250
Body Hold Refrig | 1 | 1 | 17000
MindRay Cardiac Monitor PM 9000 | 6 | 2 | 17000
Tumble Dryer | 2 | 1 | 16500
LED Spot Light | 3 | 3 | 16500
Olympus Arthroscopy Telescope | 3 | 3 | 15100
Relocate Existing RF - Moving Allowance | 1 | 0 | 15000
CT Scan and Table | 1 | 0 | 15000
Oxygen Generator - Moving Allowance | 1 | 0 | 15000
Telemedicine Camera - High Definition – 3 MP | 5 | 6 | 13200
Fiber Optic Light Source | 2 | 1 | 12500
Cart-Linen - 50-5/8"W x 26-1/8"D x 65"H | 8 | 8 | 12000
Ice Dispenser | 3 | 3 | 10500
Midland Electric Parallel Bars | 1 | 1 | 10300
PC Workstation - PACS System | 4 | 4 | 10000
Electrocautery System | 1 | 1 | 10000
Wire Shelving | 16 | 16 | 9600
LCD Wall Mount TV 32" | 29 | 12 | 9600
Examination Table | 6 | 6 | 9000
Blanket Warmer | 1 | 1 | 9000
Olympus Color Printer | 1 | 1 | 8200
Insufflator | 1 | 1 | 8000
High Density Rolling Files Quadra-Mobile High Density Rolling Files | 1 | 1 | 8000
Emergency (Crash) Cart -6 Drawer | 3 | 3 | 7950
HD LCD Monitor 26" | 1 | 1 | 7500
Washer/Extracter - MWR18X4 45 lbs 90 g's | 2 | 2 | 7000
Home Style Freezer/Refrigerator | 6 | 4 | 5600
SciFit PRO1 Inclusive Fitness Upper Body Exerciser | 1 | 1 | 5225
U/C Refrigerator | 4 | 4 | 5200
Physician Stool | 26 | 26 | 5200
GI Workstation | 1 | 1 | 5000
Cart-Exchange - 50-5/8"W x 26-1/8"D x 58"H | 5 | 5 | 4676
Fetal Monitor | 1 | 1 | 4500
Wallmount Diagnostic Set | 3 | 3 | 4500
Projection Screen - Ceiling - Recessed | 3 | 3 | 4500
MICROSCOPE | 1 | 1 | 4500
Midland Premier Electric Table w/Guardrail | 1 | 1 | 4125
Drager Air Shield C-200 | 1 | 1 | 4000
Quantum Stride Ellipitcals | 1 | 1 | 4000
IV Pole - 5 Leg - 4 Hook | 12 | 12 | 3840
Life Fitness Club Series CSX Cross Trainer | 1 | 1 | 3699
Projector | 3 | 3 | 3600
Tilt-Top Hamper w/Foot Pedal | 12 | 12 | 3600
Glove Box Holder - Wall Mounted - Stack of 4 | 44 | 44 | 3520
Lateral Track Shelving- CLC-48-1 | 1 | 1 | 3500
Reach in Two Door Refrigerator | 2 | 1 | 3500
Under-Counter Laboratory Freezer 4.9 cf | 1 | 1 | 3500
Reach in Two Door Freezer | 2 | 1 | 3500
Elite Chiropractic Table | 1 | 1 | 3480
Sharps Container - Wall Mounted | 43 | 43 | 3225
X-Braced SS 24"W x 48" L x 34"H | 3 | 2 | 3200
Cart-Exchange - 50-5/8"W x 26-1/8"D x 58"H | 2 | 2 | 3000
Scope Cabinet | 1 | 1 | 3000
Label Printer | 2 | 2 | 3000
AED | 1 | 1 | 2800
Life Fitnesss G7 Functional Training System | 1 | 1 | 2699
Midland Folding Parallel Bars | 1 | 1 | 2500
Earthlite Ellora Massage Table | 1 | 1 | 2450
Copy/Scan/Print/Fax Multi-Function Printer | 9 | 4 | 2400
Back Table - SS - 20" X 36" | 3 | 2 | 2400
Ceiling Mounted IV Poles | 12 | 12 | 2280
Pulmonary Function Testing | 1 | 1 | 2200
Embalming Table | 1 | 1 | 2000
ProLuxe PT100 Hi-Lo Treatment Table | 1 | 1 | 2000
Metron S Series Massage Table | 1 | 1 | 1995
Invacare Custom Lift for Tub | 1 | 1 | 1800
Midland 7' Wall-Mounted Folding Parallel Bars | 1 | 1 | 1675
Anesthesia Cart | 1 | 1 | 1500
Stacking Steps | 3 | 3 | 1500
Apron and Glove Rack | 3 | 3 | 1500
Storage Pallets | 4 | 4 | 1400
Morgue Dressing Table | 1 | 1 | 1400
Spirit XBR55 Recumbent Bike | 1 | 1 | 1399
Diagnostic Set | 2 | 1 | 1300
Mobile Stand to Support 2 Barco Monitors + PC | 1 | 1 | 1200
Keurig Coffee Brewing B3000 | 1 | 1 | 1100
Microwave Oven | 4 | 3 | 1050
Film Room Shelving | 1 | 0 | 1000
Colpac Freezer | 1 | 1 | 960
LCD TV - 42" w/Wall Mount | 2 | 1 | 950
Earthlite Avila II Treatment Seat | 1 | 1 | 950
Table - Stainless Steel - Folding CACOSST306 | 1 | 1 | 950
AkroBin ReadySpace™ Mobile Floor Rack -30553 24" W X 23" D X 52" H | 2 | 2 | 900
DVT Pump - Intermittent | 1 | 1 | 879
Hausman Folding Parallel Bars | 1 | 1 | 875
Flammables Cabinet 60 Gal | 1 | 1 | 850
Olympus Arthroscopy Trocar | 1 | 1 | 800
Olympus Misc Parts | 3 | 3 | 750
Olympus Arthroscopy Tray | 2 | 2 | 750
Infant Drawing Station | 1 | 1 | 725
Mayo Stand | 2 | 2 | 700
Adjustable Hand Therapy Table | 1 | 1 | 695
Step Stool with Handrail | 4 | 4 | 660
Flammables Cabinet 24 Gal | 1 | 1 | 650
5'X30" SS Work Table | 2 | 1 | 600
Covered Waste Container | 6 | 6 | 528
Catch Basin | 3 | 3 | 500
SS Counter Area | 1 | 0 | 500
Hydrocollator Heating Unit | 1 | 1 | 380
Scale and Height Rod | 1 | 1 | 350
Lead Apron (24 X 40) .5MM #EVLXS. Light Weight | 3 | 1 | 350
Lead Apron (24 X 38) 5MM #EVLX. Light Weight | 3 | 1 | 350
Kick Bucket | 3 | 1 | 250
Harloff 2720 Locking Narcotics Cabinet | 1 | 1 | 250
Closet Organizer | 4 | 4 | 160
Body-Solid 3 Tier Dumbell Rack | 1 | 1 | 155
Toaster | 1 | 1 | 75
Dade Refrigerated High Speed Centrifuge | 1 | 0 | 0
Ultrasound/Echo | 1 | 0 | 0
Surgical Table | 1 | 0 | 0
ADA Tub | 1 | 0 | 0
Med-Tox System | 1 | 0 | 0
PCA Pump | 1 | 0 | 0
Stress Treadmill-Treadmill | 1 | 0 | 0
Pellet Plate Warmer | 1 | 0 | 0
Table/Mat | 1 | 0 | 0
Blood Bank Refrigerator | 2 | 1 | 0
Lead Gloves - #HGP. 0.5MM ‐ 15 ". | 3 | 0 | 0
Phlebotomy Chair - Large | 1 | 0 | 0
Lab/Pharmacy Refrigerator;General-purpose;With recorder and alarm; 38cu. ft.; 1 to 12°C; 1 2 Sliding Glass lockable door; 8 half-size shelves; 115V 60Hz | 2 | 0 | 0
Physical Therapy Treatment Table | 1 | 0 | 0
Stove/Oven - Relocation Allowance | 1 | 0 | 0
(blank)
Suction on Cart | 3 | 0 | 0
Postage Scale | 1 | 0 | 0
EKG Machine on Cart | 2 | 0 | 0
Blood Gas Analyzer | 1 | 0 | 0
Bladder Scanner | 1 | 0 | 0
Blood Warmer | 2 | 0 | 0
Vortex Mixer | 1 | 0 | 0
Mailing Machine | 1 | 0 | 0
Solution Stand - Single Basin | 1 | 0 | 0
Mammography - Analog (new but separate budget) | 1 | 0 | 0
MTS Gel System | 1 | 0 | 0
Agglutination Viewer-Magnifier | 1 | 0 | 0
Automated Urine – Bayer Clinitek 500 | 1 | 0 | 0
Fiber Optic Video System Printer | 1 | 0 | 0
Computed Radiography | 1 | 1 | 0
Pallet Jack | 1 | 0 | 0
Stress Treadmill-EKG | 1 | 0 | 0
Refrigerated Centrifuge (Urine/Blood) | 1 | 0 | 0
Large BUNN Coffee Maker | 1 | 0 | 0
Mammography High Intensity Light | 1 | 0 | 0
Anesthesia Machine | 1 | 0 | 0
Rolling Cart | 4 | 4 | 0
SYSMEX COAG Analyzer | 1 | 0 | 0
CR-Cassette Reader | 1 | 0 | 0
Table/Bed | 1 | 0 | 0
Glyco-Hgb Analyzer | 1 | 0 | 0
Lockers 3X3 (9 Per Unit) | 4 | 1 | 0
Bin | 4 | 4 | 0
Large BUNN Coffee Server | 1 | 0 | 0
Tourniquet System | 1 | 0 | 0
Heating Block | 1 | 0 | 0
Carts | 3 | 3 | 0
Warming Cabinet - Dual | 1 | 0 | 0
Ultrasonic Cleaner - Desktop | 1 | 0 | 0
Hematology Analyzer | 1 | 0 | 0
Colonoscope | 2 | 0 | 0
Ventilator | 1 | 0 | 0
Conveyer Toaster | 1 | 0 | 0
DI Water System | 1 | 0 | 0
Workbench with Hardwood Top. 34x60x28" | 1 | 1 | 0
Hood | 2 | 0 | 0
Millipore Filter | 1 | 0 | 0
Shimadzu MOBILEART PLUS. Elec/Dim similar to AMX | 1 | 0 | 0
Chemistry Analyzer | 1 | 0 | 0
Immobilizer - Pigg-O-STAT | 1 | 0 | 0
Work Bench - Wood Top | 1 | 1
Scope Processor - E System | 1 | 0 | 0
Incubator | 1 | 0 | 0
Sewing Machine | 1 | 1 | 0
FUJI Film Printer | 1 | 0 | 0
Eye Lane | 1 | 1 | 0
Grand Total | 599 | 456 | 1168430

## Detail Complete List
Equipment ID | Link to Image | SHC Rm# | Area | Room | Item | Qty | Exist or Purchase | Qty to Purchase | Mfg | Cat Number | Unit Cost | Estimated Total Cost | SHC Comments
AV-01 | AV-01-A & AV-02-A - Da-Lite Boardroom Electrol Specfications.pdf | 1021A | Central Nursing | Activity/Dining | Projection Screen - Ceiling - Recessed | 1 | Purchase | 1 | Da-Lite | Boardroom Electrol - 120" (69" x 92"), Matte White | 1500 | 1500 | On Plan
AV-01 | AV-01-A & AV-02-A - Da-Lite Boardroom Electrol Specfications.pdf | 1630 | Lobby and Administration | Conference | Projection Screen - Ceiling - Recessed | 1 | Purchase | 1 | Da-Lite | Boardroom Electrol - 120" (69" x 92"), Matte White | 1500 | 1500 | On Plan
AV-01 | AV-01-A & AV-02-A - Da-Lite Boardroom Electrol Specfications.pdf | 1026 | Lobby and Administration | Conference | Projection Screen - Ceiling - Recessed | 1 | Purchase | 1 | Da-Lite | Boardroom Electrol - 120" (69" x 92"), Matte White | 1500 | 1500 | On Plan
AV-04 | AV-04 - Projector - DELL 1510X.pdf | 1026 | Lobby and Administration | Conference | Projector | 1 | Purchase | 1 | Dell | 1510X Value Series Projector | 1200 | 1200 | On Plan
AV-04 | AV-04 - Projector - DELL 1510X.pdf | 1630 | Lobby and Administration | Conference | Projector | 1 | Purchase | 1 | Dell | 1510X Value Series Projector | 1200 | 1200 | On Plan
AV-04 | AV-04 - Projector - DELL 1510X.pdf | 1021A | Central Nursing | Activity/Dining | Projector | 1 | Purchase | 1 | Dell | 1510X Value Series Projector | 1200 | 1200 | On Plan
AV-05 | AV-05 - SHARP 42 inch LCD HDTV with Wall Mount.pdf | 1601 | Lobby and Administration | Lobby Waiting Lounge | LCD TV - 42" w/Wall Mount | 1 | Purchase | 1 | SHARP | LC-42SB48UT Sharp 42” LCD HDTV | 950 | 950 | On Plan
AV-05 | AV-05 - SHARP 42 inch LCD HDTV with Wall Mount.pdf | 1701 | Specialty Clinic | Waiting Room | LCD TV - 42" w/Wall Mount | 1 | Exist | 0 | SHARP | LC-42SB48UT Sharp 42” LCD HDTV | 950 | 0 | Show on Plan
AV-06 | AV-06 - LG-32LD550 HDTV 32 inch.pdf | 1030-A | Long Term Care | Living Room | LCD Wall Mount TV 32" | 1 | Purchase | 1 | SHARP | LCD Wall Mount TV 32" Including Mount & Install | 800 | 800 | On Plan
AV-06 | AV-06 - LG-32LD550 HDTV 32 inch.pdf | 1001 | Long Term Care | Bariatric Room | LCD Wall Mount TV 32" | 1 | Purchase | 1 | SHARP | LCD Wall Mount TV 32" Including Mount & Install | 800 | 800 | On Plan
AV-06 | AV-06 - LG-32LD550 HDTV 32 inch.pdf | 1002 | Long Term Care | Standard Room | LCD Wall Mount TV 32" | 1 | Purchase | 1 | SHARP | LCD Wall Mount TV 32" Including Mount & Install | 800 | 800 | On Plan
AV-06 | AV-06 - LG-32LD550 HDTV 32 inch.pdf | 1003 | Long Term Care | Standard Room | LCD Wall Mount TV 32" | 1 | Purchase | 1 | SHARP | LCD Wall Mount TV 32" Including Mount & Install | 800 | 800 | On Plan
AV-06 | AV-06 - LG-32LD550 HDTV 32 inch.pdf | 1004 | Long Term Care | Standard Room | LCD Wall Mount TV 32" | 1 | Purchase | 1 | SHARP | LCD Wall Mount TV 32" Including Mount & Install | 800 | 800 | On Plan
AV-06 | AV-06 - LG-32LD550 HDTV 32 inch.pdf | 1005 | Long Term Care | Standard Room | LCD Wall Mount TV 32" | 1 | Purchase | 1 | SHARP | LCD Wall Mount TV 32" Including Mount & Install | 800 | 800 | On Plan
AV-06 | AV-06 - LG-32LD550 HDTV 32 inch.pdf | 1006 | Long Term Care | Standard Room | LCD Wall Mount TV 32" | 1 | Purchase | 1 | SHARP | LCD Wall Mount TV 32" Including Mount & Install | 800 | 800 | On Plan
AV-06 | AV-06 - LG-32LD550 HDTV 32 inch.pdf | 1007 | Long Term Care | Standard Room | LCD Wall Mount TV 32" | 1 | Purchase | 1 | SHARP | LCD Wall Mount TV 32" Including Mount & Install | 800 | 800 | On Plan
AV-06 | AV-06 - LG-32LD550 HDTV 32 inch.pdf | 1008 | Long Term Care | Bariatric Room | LCD Wall Mount TV 32" | 1 | Purchase | 1 | SHARP | LCD Wall Mount TV 32" Including Mount & Install | 800 | 800 | On Plan
AV-06 | AV-06 - LG-32LD550 HDTV 32 inch.pdf | 1009 | Long Term Care | Standard Room | LCD Wall Mount TV 32" | 1 | Purchase | 1 | SHARP | LCD Wall Mount TV 32" Including Mount & Install | 800 | 800 | On Plan
AV-06 | AV-06 - LG-32LD550 HDTV 32 inch.pdf | 1010 | Long Term Care | Standard Room | LCD Wall Mount TV 32" | 1 | Purchase | 1 | SHARP | LCD Wall Mount TV 32" Including Mount & Install | 800 | 800 | On Plan
AV-06 | AV-06 - LG-32LD550 HDTV 32 inch.pdf | 1011 | Long Term Care | Standard Room | LCD Wall Mount TV 32" | 1 | Purchase | 1 | SHARP | LCD Wall Mount TV 32" Including Mount & Install | 800 | 800 | On Plan
AV-06 | AV-06 - LG-32LD550 HDTV 32 inch.pdf | 1012 | Long Term Care | Bariatric Room | LCD Wall Mount TV 32" | 1 | Exist | 0 | Need Details | LCD Wall Mount TV 32" - Including Relocation | 150 | 0 | On Plan
AV-06 | AV-06 - LG-32LD550 HDTV 32 inch.pdf | 1013 | Long Term Care | Bariatric Room | LCD Wall Mount TV 32" | 1 | Exist | 0 | Need Details | LCD Wall Mount TV 32" - Including Relocation | 150 | 0 | On Plan
AV-06 | AV-06 - LG-32LD550 HDTV 32 inch.pdf | 1014 | Long Term Care | Standard Room | LCD Wall Mount TV 32" | 1 | Exist | 0 | Need Details | LCD Wall Mount TV 32" - Including Relocation | 150 | 0 | On Plan
AV-06 | AV-06 - LG-32LD550 HDTV 32 inch.pdf | 1015 | Long Term Care | Standard Room | LCD Wall Mount TV 32" | 1 | Exist | 0 | Need Details | LCD Wall Mount TV 32" - Including Relocation | 150 | 0 | On Plan
AV-06 | AV-06 - LG-32LD550 HDTV 32 inch.pdf | 1016 | Long Term Care | Standard Room | LCD Wall Mount TV 32" | 1 | Exist | 0 | Need Details | LCD Wall Mount TV 32" - Including Relocation | 150 | 0 | On Plan
AV-06 | AV-06 - LG-32LD550 HDTV 32 inch.pdf | 1017 | Long Term Care | Standard Room | LCD Wall Mount TV 32" | 1 | Exist | 0 | Need Details | LCD Wall Mount TV 32" - Including Relocation | 150 | 0 | On Plan
AV-06 | AV-06 - LG-32LD550 HDTV 32 inch.pdf | 1018 | Long Term Care | Standard Room | LCD Wall Mount TV 32" | 1 | Exist | 0 | Need Details | LCD Wall Mount TV 32" - Including Relocation | 150 | 0 | On Plan
AV-06 | AV-06 - LG-32LD550 HDTV 32 inch.pdf | 1019 | Long Term Care | Standard Room | LCD Wall Mount TV 32" | 1 | Exist | 0 | Need Details | LCD Wall Mount TV 32" - Including Relocation | 150 | 0 | On Plan
AV-06 | AV-06 - LG-32LD550 HDTV 32 inch.pdf | 1020 | Long Term Care | Bariatric Room | LCD Wall Mount TV 32" | 1 | Exist | 0 | Need Details | LCD Wall Mount TV 32" - Including Relocation | 150 | 0 | On Plan
AV-06 | AV-06 - LG-32LD550 HDTV 32 inch.pdf | 1101 | Med-Surg | Bariatric/Variable Acuity Room | LCD Wall Mount TV 32" | 1 | Exist | 0 | Need Details | LCD Wall Mount TV 32" - Including Relocation | 150 | 0 | On Plan
AV-06 | AV-06 - LG-32LD550 HDTV 32 inch.pdf | 1102 | Med-Surg | Isolation Med Surge Room | LCD Wall Mount TV 32" | 1 | Exist | 0 | Need Details | LCD Wall Mount TV 32" - Including Relocation | 150 | 0 | On Plan
AV-06 | AV-06 - LG-32LD550 HDTV 32 inch.pdf | 1103 | Med-Surg | Standard Room | LCD Wall Mount TV 32" | 1 | Exist | 0 | Need Details | LCD Wall Mount TV 32" - Including Relocation | 150 | 0 | On Plan
AV-06 | AV-06 - LG-32LD550 HDTV 32 inch.pdf | 1104 | Med-Surg | Standard Room | LCD Wall Mount TV 32" | 1 | Exist | 0 | Need Details | LCD Wall Mount TV 32" - Including Relocation | 150 | 0 | On Plan
AV-06 | AV-06 - LG-32LD550 HDTV 32 inch.pdf | 1105 | Med-Surg | Standard Room | LCD Wall Mount TV 32" | 1 | Exist | 0 | Need Details | LCD Wall Mount TV 32" - Including Relocation | 150 | 0 | On Plan
AV-06 | AV-06 - LG-32LD550 HDTV 32 inch.pdf | 1106 | Med-Surg | Standard Room | LCD Wall Mount TV 32" | 1 | Exist | 0 | Need Details | LCD Wall Mount TV 32" - Including Relocation | 150 | 0 | On Plan
AV-06 | AV-06 - LG-32LD550 HDTV 32 inch.pdf | 1107 | Med-Surg | Standard Room | LCD Wall Mount TV 32" | 1 | Exist | 0 | Need Details | LCD Wall Mount TV 32" - Including Relocation | 150 | 0 | On Plan
AV-06 | AV-06 - LG-32LD550 HDTV 32 inch.pdf | 1108 | Med-Surg | Standard Room | LCD Wall Mount TV 32" | 1 | Exist | 0 | SHARP | LCD Wall Mount TV 32" Including Mount & Install | 800 | 0 | On Plan
Cardiac-01 | Cardiac-01 -Marquette Cardiosoft EKG.pdf | 1041 | Central Nursing | EKG/Stress/Holter | Stress Treadmill-EKG | 1 | Exist | 0 | MARQUETTE | Case V6.5 System | 0 | 0 | On Plan
Cardiac-02 | Cardiac-02 - GE Marquette T2100treadmill.pdf | 1041 | Central Nursing | EKG/Stress/Holter | Stress Treadmill-Treadmill | 1 | Exist | 0 | Marquette | Case 6.0 Software | 0 | 0 | On Plan
Cardiac-03 | Cardiac-03 - Datascope Spectrum Mindray PM9000.pdf | 1412 | Surgical Suite | Recovery 2 | MindRay Cardiac Monitor PM 9000 With ETCO2 | 1 | Purchase | 1 | Mindray | MindRay Cardiac Monitor PM 9000 | 10000 | 10000 | Show on Plan
Cardiac-03 | Cardiac-03 - Datascope Spectrum Mindray PM9000.pdf | 1411A | Surgical Suite | Recovery 3 | MindRay Cardiac Monitor PM 9000 With ETCO2 | 1 | Purchase | 1 | Mindray | MindRay Cardiac Monitor PM 9000 | 10000 | 10000 | Show on Plan
Cardiac-03 | Cardiac-03 - Datascope Spectrum Mindray PM9000.pdf | 1411 | Surgical Suite | Pre-op/Prep | MindRay Cardiac Monitor PM 9000 | 1 | Purchase | 1 | Mindray | MindRay Cardiac Monitor PM 9000 | 8500 | 8500 | Show on Plan
Cardiac-03 | Cardiac-03 - Datascope Spectrum Mindray PM9000.pdf | 1302 | Emergency Dept | Isolation ER Exam | MindRay Cardiac Monitor PM 9000 | 1 | Purchase | 1 | Mindray | MindRay Cardiac Monitor PM 9000 | 8500 | 8500 | Show on Plan
Cardiac-03 | Cardiac-03 - Datascope Spectrum Mindray PM9000.pdf | 1301-A | Emergency Dept | Trauma Bed 1 | MindRay Cardiac Monitor PM 9000 | 1 | Exist | 0 | Mindray | MindRay Cardiac Monitor PM 9000 | 10000 | 0 | Show on Plan
Cardiac-03 | Cardiac-03 - Datascope Spectrum Mindray PM9000.pdf | 1301-B | Emergency Dept | Trauma Bed 2 | MindRay Cardiac Monitor PM 9000 | 1 | Exist | 0 | Mindray | MindRay Cardiac Monitor PM 9000 | 10000 | 0 | Show on Plan
Cardiac-03 | Cardiac-03 - Datascope Spectrum Mindray PM9000.pdf | 1411A | Surgical Suite | Recovery 1 | MindRay Cardiac Monitor PM 9000 With ETCO2 | 1 | Purchase | 1 | Mindray | MindRay Cardiac Monitor PM 9000 | 10000 | 10000 | Show on Plan
Cardiac-03 | Cardiac-03 - Datascope Spectrum Mindray PM9000.pdf | 1101 | Med-Surg | Bariatric/Variable Acuity Room | MindRay Cardiac Monitor PM 9000 | 1 | Exist | 0 | Mindray | MindRay Cardiac Monitor PM 9000 | 8500 | 0 | Show on Plan
Cardiac-03 | Cardiac-03 - Datascope Spectrum Mindray PM9000.pdf | 1102 | Med-Surg | Isolation Med Surge Room | MindRay Cardiac Monitor PM 9000 | 1 | Exist | 0 | Mindray | MindRay Cardiac Monitor PM 9000 | 8500 | 0 | Show on Plan
Cardiac-04 | Cardiac-04 - Zoll M-Series Defibrillator.pdf | 1191 | Med-Surg | Corridor | Defibrillator | 1 | Exist | 0 | Zoll | M-Series Defibrillator | 9500 | 0 | On Plan
Cardiac-04 | Cardiac-04 - Zoll M-Series Defibrillator.pdf | 1191 | Emergency Dept | Corridor Alcove | Defibrillator | 1 | Purchase | 1 | Zoll | M-Series Defibrillator | 9500 | 9500 | On Plan
Cardiac-04 | Cardiac-04 - Zoll M-Series Defibrillator.pdf | 1400 | Surgical Suite | Nurses Station/ Office | Defibrillator | 1 | Purchase | 1 | Zoll | M-Series Defibrillator | 9500 | 9500 | On Plan
Cardiac-05 | Cardiac-05 - QRS Spirometry.pdf | 1041 | Central Nursing | EKG/Stress/Holter | Pulmonary Function Testing | 1 | Purchase | 1 | QRS | Pulmonary Function - Complete - PC Based | 2200 | 2200 | Show on Plan
Cardiac-06 | Cardiac-06 - Philips Page Writer EKG LAN Integration.pdf | 1041 | Central Nursing | EKG/Stress/Holter | EKG Machine on Cart | 1 | Exist | 0 | PHILIPS | M 2100 treadmill; full handrail set (treadmill): 220/60/1. 20 AMPS. . DIM(treadmill;hwd): 53x29x77". | 0 | 0 | On Plan
Cardiac-06 | Cardiac-06 - Philips Page Writer EKG LAN Integration.pdf | 1041 | Central Nursing | EKG/Stress/Holter | EKG Machine on Cart | 1 | Exist | 0 | MARQUETTE | EKG Pagewriter 120/60/1. 150VA max on cart - 36x33.5x17". | 0 | 0 | On Plan
Cardiac-09 | Cardiac-09 - Zoll AEDPlusTech_SpecSheet.pdf | 1034 | Long Term Care | Spa/Salon | AED | 1 | Purchase | 1 | Zoll | ZOLL AED Plus | 2800 | 2800 | On Plan
Cardiac-17 | Cardiac-17 - Mindray Vital Signs.pdf | 1091 | Long Term Care | Corridor | Vital Signs Automated - Wireless | 2 | Purchase | 1 | Mindray | Mindray - Datascope DPM 3 Patient Monitor with NIBP, SpO2, Pulse Rate, Temperature | 2700 | 2700 | Change to Cardiac-17 - Shows as C-07 on Plan
Cardiac-17 | Cardiac-17 - Mindray Vital Signs.pdf | 1111 | Med-Surg | Clean Utility | Vital Signs Automated - Wireless | 2 | Purchase | 2 | Mindray | Mindray - Datascope DPM 3 Patient Monitor with NIBP, SpO2, Pulse Rate, Temperature | 2700 | 5400 | Change to Cardiac-17 - Shows as C-07 on Plan
Cardiac-17 | Cardiac-17 - Mindray Vital Signs.pdf | 1411 | Surgical Suite | Pre-op/Prep | Vital Signs Automated - Wireless | 1 | Purchase | 2 | Mindray | Mindray - Datascope DPM 3 Patient Monitor with NIBP, SpO2, Pulse Rate, Temperature | 2700 | 5400 | Change to Cardiac-17 - Shows as C-07 on Plan
Cardiac-17 | Cardiac-17 - Mindray Vital Signs.pdf | 1718 | Physical Therapy | Physical Therapy | Vital Signs Automated - Wireless | 2 | Purchase | 1 | Mindray | Mindray - Datascope DPM 3 Patient Monitor with NIBP, SpO2, Pulse Rate, Temperature | 2700 | 2700 | Change to Cardiac-17 - Shows as C-07 on Plan
Cardiac-17 | Cardiac-17 - Mindray Vital Signs.pdf | 1792 | Specialty Clinic | Corridor | Vital Signs Automated - Wireless | 2 | Purchase | 2 | Mindray | Mindray - Datascope DPM 3 Patient Monitor with NIBP, SpO2, Pulse Rate, Temperature | 2700 | 5400 | Change to Cardiac-17 - Shows as C-07 on Plan
Cardiac-17 | Cardiac-17 - Mindray Vital Signs.pdf | 1201 | Laboratory | Phlebotomy Area | Vital Signs Automated - Wireless | 1 | Purchase | 2 | Mindray | Mindray - Datascope DPM 3 Patient Monitor with NIBP, SpO2, Pulse Rate, Temperature | 2700 | 5400 | Change to Cardiac-17 - Shows as C-07 on Plan
Cardiac-18 | Cardiac-18 Fetal Monitor.pdf | 1114 | Central Nursing | Equipment Storage | Fetal Monitor | 1 | Purchase | 1 | Eden | Eden F6 Fetal Monitor | 4500 | 4500 | On Plan
Endo-01 | Endo-01 -Olympus PCF 160-AL.pdf | 1402 | Surgical Suite | Procedure Room - Minor | Colonoscope | 1 | Exist | 0 | Olympus | Colonoscope - Olympus PCF - 160 AL | 0 | 0 | Equipment
Endo-01 | Endo-01 -Olympus PCF 160-AL.pdf | 1402 | Surgical Suite | Procedure Room - Minor | Colonoscope | 1 | Exist | 0 | Olympus | Colonoscope - Olympus PCF - 160 AL | 0 | 0 | Equipment
Endo-02 | Endo-02 - Olympus GIF 160.pdf | 1402 | Surgical Suite | Procedure Room - Minor | Gastroscope | 1 | Exist | 0 | Olympus | Gastroscope - Olympus GIF - 160 | 0 | 0 | Equipment
Endo-02 | Endo-02 - Olympus GIF 160.pdf | 1402 | Surgical Suite | Procedure Room - Minor | Gastroscope | 1 | Purchase | 1 | Olympus | Gastroscope - Olympus GIF - 160 | 20000 | 20000 | Equipment
Endo-04 | Endo-04 Scope Cabinet - Inner Space - IS-3800SeriesPB.pdf | 1402 | Surgical Suite | Procedure Room - Minor | Scope Cabinet | 1 | Purchase | 1 | Inner Space | Scope Cabinet - 8 Scopes Inner Space 3800VA with fan DIM(hwd): 92x36x18". | 3000 | 3000 | Equipment
Endo-06 | Endo-06 - Olympus CLV160 Light Source.pdf | 1402 | Surgical Suite | Procedure Room - Minor | Fiber Optic Light Source | 1 | Exist | 0 | Olympus | CVL-160 | 15000 | 0 | Equipment
Endo-07 | Endo-07 - Olypmpus CV160 Video System.pdf | 1402 | Surgical Suite | Procedure Room - Minor | Fiber Optic Video System | 1 | Exist | 0 | Olympus | CV-160 | 15000 | 0 | Equipment
Endo-08 | Endo-08 - Sony Printer UP51MD.pdf | 1402 | Surgical Suite | Procedure Room - Minor | Fiber Optic Video System Printer | 1 | Exist | 0 | Sony | UP51MD | 8000 | 0 | Equipment
Endo-18 | Endo-18 through Endo-35.pdf | 1402 | Surgical Suite | Procedure Room - Minor | Fiber Optic Video System | 1 | Purchase | 1 | Olympus | CV-180 | 22000 | 22000 | Equipment
Endo-19 | Endo-18 through Endo-35.pdf | 1402 | Surgical Suite | Procedure Room - Minor | Fiber Optic Light Source | 1 | Purchase | 1 | Olympus | CVL-180 | 12500 | 12500 | Equipment
Endo-21 | Endo-18 through Endo-35.pdf | 1402 | Surgical Suite | Procedure Room - Minor | Insufflator | 1 | Purchase | 1 | Olympus | UHI-3 | 8000 | 8000 | Equipment
Endo-23 | Endo-18 through Endo-35.pdf | 1402 | Surgical Suite | Procedure Room - Minor | GI Workstation | 1 | Purchase | 1 | Olympus | K10021764 - WM-NP2 Workstation - GI | 5000 | 5000 | Equipment
Endo-24 | Endo-18 through Endo-35.pdf | 1402 | Surgical Suite | Procedure Room - Minor | Olympus Misc Parts | 1 | Purchase | 1 | Olympus | MAJ-854 - Remote cable SVR Printer CV-160 - Eliminate RS-232C terminal | 150 | 150 | Equipment
Endo-25 | Endo-18 through Endo-35.pdf | 1402 | Surgical Suite | Procedure Room - Minor | Olympus Misc Parts | 1 | Purchase | 1 | Olympus | N3808200-PC Card Adapter Set w 1GB CF Card | 150 | 150 | Equipment
Endo-28 | Endo-18 through Endo-35.pdf | 1402 | Surgical Suite | Procedure Room - Minor | Olympus Laparoscopy | 1 | Purchase | 1 | Olympus | WA50372B - Laparascope, full screen - autoclavable 0 deg direction of view 5.4mm X 300mm working length | 4900 | 4900 | Equipment
Endo-29 | Endo-18 through Endo-35.pdf | 1402 | Surgical Suite | Procedure Room - Minor | Olympus Laparoscopy | 1 | Purchase | 1 | Olympus | WA50373B - Laparascope, full screen - autoclavable 30 deg direction of view 5.4mm X 300mm working length | 4900 | 4900 | Equipment
Endo-30 | Endo-18 through Endo-35.pdf | 1402 | Surgical Suite | Procedure Room - Minor | Olympus Laparoscopy | 1 | Purchase | 1 | Olympus | WA53005A - Laparascop HD Full Screen autoclavable 30 deg direction of view 10mm X 310mm working length | 5000 | 5000 | Equipment
Endo-31 | Endo-18 through Endo-35.pdf | 1402 | Surgical Suite | Procedure Room - Minor | Olympus Laparoscopy | 1 | Purchase | 1 | Olympus | WA03210A - Light Guide 7mm X 3 m autoclave without condensor - CF compatible | 5000 | 5000 | Equipment
Endo-35 | Endo-18 through Endo-35.pdf | 1402 | Surgical Suite | Procedure Room - Minor | Olympus Arthroscopy Trocar | 1 | Purchase | 1 | Olympus | A70955A - Trueview II, trocas spike, blunt, 4mm X 160 mm working length | 800 | 800 | Equipment
Endo-20 | Endo-20 - Olympus OEV-261H.pdf | 1402 | Surgical Suite | Procedure Room - Minor | HD LCD Monitor 26" | 1 | Purchase | 1 | Olympus | OEV-261H | 7500 | 7500 | Equipment
Endo-22 | Endo-22 - Olympus OEP-5 Color Printer.pdf | 1402 | Surgical Suite | Procedure Room - Minor | Olympus Color Printer | 1 | Purchase | 1 | Olympus | OEP-5 | 8200 | 8200 | Equipment
Endo-27 | Endo-27 - VISERA_OTV-S7.pdf | 1402 | Surgical Suite | Procedure Room - Minor | Olyppus Camera | 2 | Purchase | 2 | Olympus | OTV-S7PROH-HD-12E - Visera Pro HD autoclavable camera head 1.2X Eye-piece | 16000 | 32000 | Equipment
Endo-32 | Endo-32 & 33 Olympus True_View_II_Arthro Telescope.pdf | 1402 | Surgical Suite | Procedure Room - Minor | Olympus Arthroscopy Telescope | 1 | Purchase | 1 | Olympus | A70941A - Trueview II telescope - autoclavable 30 deg direction of view, wide angle FOV 4mm X 160 mm working length | 2500 | 2500 | Equipment
Endo-33 | Endo-32 & 33 Olympus True_View_II_Arthro Telescope.pdf | 1402 | Surgical Suite | Procedure Room - Minor | Olympus Arthroscopy Telescope | 1 | Purchase | 1 | Olympus | A70942A - Trueview II telescope - autoclavable 70 deg direction of view, wide angle FOV 4mm X 160 mm working length | 8400 | 8400 | Equipment
Endo-34 | Endo-34 - Olympus High Flow Arthoscopy Sheath.pdf | 1402 | Surgical Suite | Procedure Room - Minor | Olympus Arthroscopy Telescope | 1 | Purchase | 1 | Olympus | A70951A - Trueview II sheath - high flow - 2 stopcocks, rotatable for 4mm X 160mm telescope | 4200 | 4200 | Equipment
Furn-16 | Furn-16 - Locker 3 Tier X 3 Across.pdf | 1038 | Central Nursing | Locker | Lockers 3X3 (9 Per Unit) | 4 | Confirm | 1 | Need Details | Need Details | 0 | 0 | On Plan
Furn-26 | Furn-26 - Montell High Density Filing - Patient Files.pdf | 1625 | Lobby and Administration | Patient Files | High Density Rolling Files Quadra-Mobile High Density Rolling Files | 1 | Purchase | 1 | Montell | High Density Rolling Files Quadra-Mobile High Density Rolling Files | 8000 | 8000 | On Plan
Img-02 | Img-02 - X-Ray GE Proteus X-R.pdf | 1212 | Imaging | RF Room | Relocate Existing RF - Moving Allowance | 1 | Exist | 0 | GE | Relocate Existing RF - Moving Allowance | 15000 | 15000 | On Plan
Img-03 | Img-03 -GE SENOGRAPHE 800T.pdf | 1226 | Imaging | Mammography | Mammography - Analog (new but separate budget) | 1 | Exist | 0 | GE | Mammography - Analog (new but separate budget) | 0 | 0 | On Plan
Img-06 | Img-06 - Lead Apron Rack.pdf | 1391 | Emergency Dept | Portable X-Ray Alcove | Apron and Glove Rack | 1 | Purchase | 1 | Universal | Multi-Apron and Glove Rack Code 820 | 500 | 500 | Show on Plan
Img-06 | Img-06 - Lead Apron Rack.pdf | 1211 | Imaging | CT Scan Room | Apron and Glove Rack | 1 | Purchase | 1 | Universal | Multi-Apron and Glove Rack Code 820 | 500 | 500 | Show on Plan
Img-06 | Img-06 - Lead Apron Rack.pdf | 1212 | Imaging | RF Room | Apron and Glove Rack | 1 | Purchase | 1 | Universal | Multi-Apron and Glove Rack Code 820 | 500 | 500 | Show on Plan
Img-08 | Img-08 - Acuson Brochure - Sequoia_512_Ultrasound.pdf | 1227 | Imaging | Ultrasound | Ultrasound/Echo | 1 | Exist | 0 | Relocate | Sequoia TM 512 with Echo upgrade 115/60/1 - 20 AMP. Hwd :51.75x25x37.5". | 0 | 0 | On Plan
Img-11 | Img-11 - Pigg-O-Stat Immobilizer.pdf | 1212 | Imaging | RF Room | Immobilizer - Pigg-O-STAT | 1 | Exist | 0 | Relocate | Immobilizer - Pigg-O-STAT | 0 | 0 | On Plan
Img-12 | Img-12 - FUJI ClearView Computed Radiography.pdf | 1215A | Imaging | Work Room | CR-Cassette Reader | 1 | Exist | 0 | FUJI | FCR ClearView Computed Radiography High-Res for Mammo | 0 | 0 | On Plan
Img-13 | Img-13 - FUJI Laser Film Printer DryPix4000.pdf | 1215A | Imaging | Work Room | FUJI Film Printer | 1 | Exist | 0 | FUJI | DRYPIX 4000 LASER Film Printer | 0 | 0 | On Plan
Img-14 | Img-14 - VIDAR Film Scanner VXR-16 DosimetryPRO.pdf | 1215A | Imaging | Work Room | Film Digitizer (Scanner) | 1 | Purchase | 1 | Vidar | Vidar DiagnosticProAdvantage (mammo capable) | 25000 | 25000 | On Plan
Img-15 | Img-15 Shimadzu Mobileart Plus.pdf | 1391 | Emergency Dept | Portable X-Ray Alcove | Shimadzu MOBILEART PLUS. Elec/Dim similar to AMX | 1 | Exist | 0 | Shimadzu | Shimadzu MOBILEART PLUS. | 0 | 0 | On Plan
Img-17 | IMG-17 BVI 9400 Bladder Scan.pdf | 1114 | Central Nursing | Equipment Storage | Bladder Scanner | 1 | Exist | 0 | BVI | Bladder Scanner - BV9400 4x12x12" on rolling cart | 0 | 0 | On Plan
IT-06 | IT-06 - BARCO MDRC-2120__LR PACS Monitor.pdf | 1792 | Specialty Clinic | Corridor | PACS Computer Screen - Dual Monitors | 2 | Purchase | 2 | BARCO | MDRC-2120 | 3000 | 6000 | Show on Plan
IT-06 | IT-06 - BARCO MDRC-2120__LR PACS Monitor.pdf | 1000 | Central Nursing | Nurses Station | PACS Computer Screen - Dual Monitors | 2 | Purchase | 1 | BARCO | MDRC-2120 | 3000 | 3000 | Show on Plan
IT-06 | IT-06 - BARCO MDRC-2120__LR PACS Monitor.pdf | 1300 | Central Nursing | Nurses Station | PACS Computer Screen - Dual Monitors | 2 | Purchase | 2 | BARCO | MDRC-2120 | 3000 | 6000 | Show on Plan
IT-06 | IT-06 - BARCO MDRC-2120__LR PACS Monitor.pdf | 1400 | Surgical Suite | Nurses Station | PACS Computer Screen - Dual Monitors | 2 | Purchase | 2 | BARCO | MDRC-2120 | 3000 | 6000 | Show on Plan
IT-09 | IT-09 Axis P3346 3MP HD Video Camera.pdf | 1302 | Emergency Dept | Isolation ER Exam | Telemedicine Camera - High Definition – 3 MP | 1 | Purchase | 2 | Axis | Axis P3346 Telemedicine Camera - High Definition | 2200 | 4400 | IT Plan
IT-09 | IT-09 Axis P3346 3MP HD Video Camera.pdf | 1301-A | Emergency Dept | Trauma Bed 1 | Telemedicine Camera - High Definition – 3 MP | 1 | Purchase | 1 | Axis | Axis P3346 Telemedicine Camera - High Definition | 2200 | 2200 | IT Plan
IT-09 | IT-09 Axis P3346 3MP HD Video Camera.pdf | 1101 | Med-Surg | Bariatric/Variable Acuity Room | Telemedicine Camera - High Definition – 3 MP | 1 | Purchase | 1 | Axis | Axis P3346 Telemedicine Camera - High Definition | 2200 | 2200 | IT Plan
IT-09 | IT-09 Axis P3346 3MP HD Video Camera.pdf | 1102 | Med-Surg | Isolation Med Surge Room | Telemedicine Camera - High Definition – 3 MP | 1 | Purchase | 1 | Axis | Axis P3346 Telemedicine Camera - High Definition | 2200 | 2200 | IT Plan
IT-09 | IT-09 Axis P3346 3MP HD Video Camera.pdf | 1301-B | Emergency Dept | Trauma Bed 2 | Telemedicine Camera - High Definition – 3 MP | 1 | Purchase | 1 | Axis | Axis P3346 Telemedicine Camera - High Definition | 2200 | 2200 | IT Plan
IT-11 | IT-11 - NUVO Surgical Monitors - Specs.pdf | 1401 | Surgical Suite | Operating Room - Major | LCD Monitors - Surgical Grade | 2 | Purchase | 2 | TBD | NUVO 19-21" Monitors - Pendant Suspended | 5000 | 10000 | Show on Plan
IT-11 | IT-11 - NUVO Surgical Monitors - Specs.pdf | 1402 | Surgical Suite | Procedure Room - Minor | LCD Monitors - Surgical Grade | 2 | Purchase | 2 | TBD | NUVO 19-21" Monitors - Pendant Suspended | 5000 | 10000 | Show on Plan
IT-12 | IT-12 - Label Printer ZEB_S4M_1105.pdf | 1113 | Central Nursing | Drug Room (Main Medication) | Label Printer | 1 | Exist | 1 | Zebra | TBD By Client and SHC | 1500 | 1500 | On Plan
IT-12 | IT-12 - Label Printer ZEB_S4M_1105.pdf | 1201 | Laboratory | Phlebotomy Area | Label Printer | 1 | Purchase | 1 | Zebra | TBD By Client and SHC | 1500 | 1500 | On Plan
IT-15 | IT-15 - HP Laserjet M3035 Multi-Function Scan-Print-Copy-Fax.pdf | 1646 | Kitchen | Office | Copy/Scan/Print/Fax Multi-Function Printer | 1 | Exist | 0 | TBD | Laserjet Multi-Function Printer | 0 | 0 | On Plan
IT-15 | IT-15 - HP Laserjet M3035 Multi-Function Scan-Print-Copy-Fax.pdf | 1805 | Central Supply/Services | Environmental Svcs | Copy/Scan/Print/Fax Multi-Function Printer | 1 | Exist | 0 | TBD | Laserjet Multi-Function Printer | 0 | 0 | On Plan
IT-15 | IT-15 - HP Laserjet M3035 Multi-Function Scan-Print-Copy-Fax.pdf | 1813 | Central Supply/Services | Office | Copy/Scan/Print/Fax Multi-Function Printer | 1 | Exist | 0 | TBD | Laserjet Multi-Function Printer | 0 | 0 | On Plan
IT-15 | IT-15 - HP Laserjet M3035 Multi-Function Scan-Print-Copy-Fax.pdf | 1624 | Lobby and Administration | Admit Staff Workroom | Copy/Scan/Print/Fax Multi-Function Printer | 1 | Exist | 0 | TBD | Laserjet Multi-Function Printer | 0 | 0 | On Plan
IT-15 | IT-15 - HP Laserjet M3035 Multi-Function Scan-Print-Copy-Fax.pdf | 1808 | Central Supply/Services | Office | Copy/Scan/Print/Fax Multi-Function Printer | 1 | Exist | 0 | TBD | Laserjet Multi-Function Printer | 0 | 0 | On Plan
IT-15 | IT-15 - HP Laserjet M3035 Multi-Function Scan-Print-Copy-Fax.pdf | 1000 | Central Nursing | Nurses Station | Copy/Scan/Print/Fax Multi-Function Printer | 1 | Purchase | 1 | HP | LaserJet M3035 Multifunction Printer | 600 | 600 | On Plan
IT-15 | IT-15 - HP Laserjet M3035 Multi-Function Scan-Print-Copy-Fax.pdf | 1113 | Central Nursing | Drug Room (Main Medication) | Copy/Scan/Print/Fax Multi-Function Printer | 1 | Purchase | 1 | HP | LaserJet M3035 Multifunction Printer | 600 | 600 | On Plan
IT-15 | IT-15 - HP Laserjet M3035 Multi-Function Scan-Print-Copy-Fax.pdf | 1201 | Laboratory | Phlebotomy Area | Copy/Scan/Print/Fax Multi-Function Printer | 1 | Purchase | 1 | HP | LaserJet M3035 Multifunction Printer | 600 | 600 | On Plan
IT-15 | IT-15 - HP Laserjet M3035 Multi-Function Scan-Print-Copy-Fax.pdf | 1300 | Emergency Dept | Nurses Station | Copy/Scan/Print/Fax Multi-Function Printer | 1 | Purchase | 1 | HP | LaserJet M3035 Multifunction Printer | 600 | 600 | On Plan
IT-18 | IT-18 - Dual Monitor Mobile Cart - Zido Mobile Stands.pdf | 1792 | Specialty Clinic | Corridor | Mobile Stand to Support 2 Barco Monitors + PC | 1 | Purchase | 1 | Zido | Stand for Dual Barco Monitors | 1200 | 1200 | Show on Plan
Janitor-01 | Jan-01- Rubbermaid Closet Organizer.pdf | 1029 | Central Nursing | Janitor | Closet Organizer | 1 | Purchase | 1 | Rubbermaid | 1993-Closet Organizer/Tool Holder - Wall Mounted | 40 | 40 | Show on Plan
Janitor-01 | Jan-01- Rubbermaid Closet Organizer.pdf | 1306 | Emergency Dept | Janitor | Closet Organizer | 1 | Purchase | 1 | Rubbermaid | 1993-Closet Organizer/Tool Holder - Wall Mounted | 40 | 40 | Show on Plan
Janitor-01 | Jan-01- Rubbermaid Closet Organizer.pdf | 1644 | Kitchen | Janitor | Closet Organizer | 1 | Purchase | 1 | Rubbermaid | 1993-Closet Organizer/Tool Holder - Wall Mounted | 40 | 40 | Show on Plan
Janitor-01 | Jan-01- Rubbermaid Closet Organizer.pdf | 1714 | Specialty Clinic | Janitor | Closet Organizer | 1 | Purchase | 1 | Rubbermaid | 1993-Closet Organizer/Tool Holder - Wall Mounted | 40 | 40 | Show on Plan
KIT-01 | KIT-01 - True Reach-In Freezer - 49 Cu Ft. - 598-TS49F.pdf | 1640 | Kitchen | Kitchen | Reach in Two Door Freezer | 1 | Purchase | 1 | TRUE | True Reach-In Freezer - 2 Door 49 Cu Ft - TS-49F | 3500 | 3500 | On Plan
KIT-01 | KIT-01 - True Reach-In Freezer - 49 Cu Ft. - 598-TS49F.pdf | 1641 | Kitchen | Kitchen | Reach in Two Door Freezer | 1 | Exist | 0 | TRUE | True Reach-In Freezer - 2 Door 49 Cu Ft - TS-49F | 3500 | 0 | On Plan
KIT-02 | KIT-02 True Reach-in Refrigerator 56 Cu Ft - 598-TA2R2S.pdf | 1640 | Kitchen | Kitchen | Reach in Two Door Refrigerator | 1 | Purchase | 1 | TRUE | True Reach in Refrigerator 2-Door 56 Cu Ft -TA2R-2S | 3500 | 3500 | On Plan
KIT-02 | KIT-02 True Reach-in Refrigerator 56 Cu Ft - 598-TA2R2S.pdf | 1641 | Kitchen | Kitchen | Reach in Two Door Refrigerator | 1 | Exist | 0 | TRUE | True Reach in Refrigerator 2-Door 56 Cu Ft -TA2R-2S | 3500 | 0 | On Plan
KIT-03 | KIT-03 Dishwasher Hobart Model AM15.pdf | 1642 | Kitchen | Dishwashing | Dishwasher - High Temp | 1 | Purchase | 1 | Hobart | Hobart AM-15 With Booster Heat - Incl Installation | 17250 | 17250 | On Plan
KIT-04 | KIT-04 - Vulcan Stove - Wrangell.pdf | 1640 | Kitchen | Kitchen | Stove/Oven - Relocation Allowance | 1 | Exist | 0 | Vulcan | Hobart Vulcan Model ET-E60FL | 0 | 0 | On Plan
KIT-06 | KIT-06 Conveyer Toaster APW-Wyott ECO-4000.pdf | 1640 | Kitchen | Prep and Desk Area | Conveyer Toaster | 1 | Exist | 0 | APW/Wyott | ECO-4000 350 Slice per Hour | 0 | 0 | On Plan
KIT-07 | KIT-07 BUNN Titan TF Server.pdf | 1640 | Kitchen | Prep and Desk Area | Large BUNN Coffee Server | 1 | Exist | 0 | BUNN | Titan-TF Server | 0 | 0 | On Plan
KIT-08 | KIT-08 BUNN Titan Single Brewer 22.5 gallons per hour.pdf | 1640 | Kitchen | Prep and Desk Area | Large BUNN Coffee Maker | 1 | Exist | 0 | BUNN | Tital Single Brewer | 0 | 0 | On Plan
KIT-11 | KIT-11 30 inch X 60 inch SS Cook's Table.pdf | 1640 | Kitchen | Prep and Desk Area | 5'X30" SS Work Table | 2 | Purchase | 1 | No Brand | Existing SS Work Table | 600 | 600 | On Plan
KIT-14 | KIT-14 - Pellet Plate Warmer.pdf | 1640 | Kitchen | Kitchen | Pellet Plate Warmer | 1 | Exist | 0 | Cardinal | Pellet Plate Warmer 36"W-24"D - 43"H | 0 | 0 | On Plan
Lab-01-A | Lab-01A - Sysmex K-4500 Hematology Analyzer.pdf | 1200 | Laboratory | Hematology | Hematology Analyzer | 1 | Exist | 0 | SYSMEX | K‐4500 ELEC: 117/60/1. 720 VA 23.6x22.9x13.8" Cup Sampler 11.9x22.9x11" | 0 | 0 | On Plan
Lab-02 | Lab-02 Olympus BH2 Microscope.pdf | 1200 | Laboratory | Hematology | MICROSCOPE | 1 | Purchase | 1 | OLYMPUS | BH‐2 | 4500 | 4500 | On Plan
Lab-03 | Lab-03 SYSMEX COAG Analyzer.pdf | 1200 | Laboratory | Coag/Urine | SYSMEX COAG Analyzer | 1 | Exist | 0 | Siemens-Dade | SYSMEX COAG Analyzer | 0 | 0 | On Plan
Lab-05 | Lab-05 Siemens-Bayer Clinitek Urine Analyzer.pdf | 1200 | Laboratory | Coag/Urine | Automated Urine – Bayer Clinitek 500 | 1 | Modify Model | 0 | Bayer | Clinitek 500 | 0 | 0 | On Plan
Lab-06 | Lab-06 Siemens Dimension XPand Plus Chemistry Analzyzer.pdf | 1200 | Laboratory | Chemistry | Chemistry Analyzer | 1 | Exist | 0 | Siemens-Dade | Dimension XPAND | 0 | 0 | On Plan
Lab-07 | Lab-07 Sanyo Blood Bank Refrigerator.pdf | 1200 | Laboratory | Blood Bank | Blood Bank Refrigerator | 2 | Purchase | 1 | Sanyo | MBR-107D(H) 2.8 cu.ft. | 0 | 0 | On Plan
Lab-09 | Lab-09 MTS Gel System.pdf | 1200 | Laboratory | Blood Bank | MTS Gel System | 1 | Exist | 0 | Ortho | MTS Gel | 0 | 0 | On Plan
Lab-11 | Lab-11 Thermo-Scientific Under Counter Lab Freezer 4.pdf | 1200 | Laboratory | Chemistry (Controls) | Under-Counter Laboratory Freezer 4.9 cf | 1 | Purchase | 1 | Thermo Scientific Revco | Model ULT430A | 3500 | 3500 | On Plan
Lab-12 | Lab-12 Fisher Isotemp Lab Sliding Glass Refrigerator 13-986-238GA.pdf | 1200 | Laboratory | Chemistry | Lab/Pharmacy Refrigerator;General-purpose;With recorder and alarm; 38cu. ft.; 1 to 12°C; 1 2 Sliding Glass lockable door; 8 half-size shelves; 115V 60Hz | 1 | Exist | 0 | Fisher Scientific | Isotemp; 13-986-238GA | 0 | 0 | On Plan
Lab-14 | Lab-14 - Jouan CR 412 Refrigerated Centrifuge.pdf | 1200 | Laboratory | Specimen Collection | Refrigerated Centrifuge (Urine/Blood) | 1 | Modify Model | 0 | JOUAN | CR412 | 0 | 0 | On Plan
Lab-15 | Lab-15 - Dade DAC II Centrifuge Cell Washer.pdf | 1200 | Laboratory | Blood Bank | Dade Refrigerated High Speed Centrifuge | 1 | Exist | 0 | Dade | DAC II Centrifuge/Cell Washer | 0 | 0 | Remove one from plan
Lab-18 | Lab-18 - Phlebotomy Chair - Bariatric - Winco.pdf | 1201 | Laboratory | Phlebotomy Area | Phlebotomy Chair - Large | 1 | Exist | 0 | Winco | Extra Wide Blood Drawing Chair 450 # Capacity | 0 | 0 | On Plan
Lab-19 | Lab-19 - Infant Draw Station.pdf | 1201 | Laboratory | Phlebotomy Area | Infant Drawing Station | 1 | Purchase | 1 | DRE | Infant Draw Station | 725 | 725 | On Plan
Lab-20 | Lab-20 - EAGLE Flammables 24 Gallon Cabinet.pdf | 1200 | Laboratory | Specimen Collection | Flammables Cabinet 24 Gal | 1 | Purchase | 1 | EAGLE | Space Saver 23X18X65 | 650 | 650 | On Plan
Lab-22 | Lab-22 - ThermoScientific - 305 Imperial III Incubator.pdf | 1204 | Laboratory | Micro | Incubator | 1 | Exist | 0 | ThermoScientific | 305 Imperial III | 0 | 0 | On Plan
Lab-23 | Lab-23 - Genie Vortex Mixer.pdf | 1200 | Laboratory | Hematology | Vortex Mixer | 1 | Exist | 0 | GENIE | GENIE Vortex Mixer | 0 | 0 | On Plan
Lab-25 | Lab-25 - Bayer Glyco-Hgb Analyzer.pdf | 1200 | Laboratory | Chemistry | Glyco-Hgb Analyzer | 1 | Exist | 0 | Bayer | GLYCO‐HGB DCA VANTAGE A1C MODEL 5031C | 0 | 0 | On Plan
Lab-26 | Lab-26 - Opti-Blood Gas Analyzer.pdf | 1200 | Laboratory | Chemistry | Blood Gas Analyzer | 1 | Exist | 0 | OSMETECH | OPTI CCA‐TS | 0 | 0 | On Plan
Lab-28 | Lab-28 - Viewer Agglutinin.pdf | 1200 | Laboratory | Blood Bank | Agglutination Viewer-Magnifier | 1 | Exist | 0 | BD | Viewer - Magnifier - Agglutination Reader | 0 | 0 | On Plan
Lab-29 | Lab-29 - Heating Block DRI Bath H2105-1.pdf | 1200 | Laboratory | Blood Bank | Heating Block | 1 | Exist | 0 | ThermoScientific | DRI Bath- H2105‐1 | 0 | 0 | On Plan
Lab-30 | Lab-30 - General Purpose Refrigerator - Scientific Products Glass Doors.pdf | 1200 | Laboratory | Chemistry | Lab/Pharmacy Refrigerator;General-purpose;With recorder and alarm; 38cu. ft.; 1 to 12°C; 1 2 Sliding Glass lockable door; 8 half-size shelves; 115V 60Hz | 1 | Exist | 0 | Scientific Products | Scientific Products Double Glass Door | 0 | 0 | On Plan
Lab-31 | Lab-31 - Barnstead DI Water System.pdf | 1200 | Laboratory | Chemistry | DI Water System | 1 | Exist | 0 | Barnstead | Barnstead DI Water System | 0 | 0 | On Plan
Lab-33 | Lab-33 - Hood Labconco - Details Needed.pdf | 1204 | Laboratory | Micro | Hood | 1 | Exist | 0 | Labconco | Details Needed | 0 | 0 | On Plan
Lab-34 | Lab-34 - MedTox Scan.pdf | 1200 | Laboratory | Chemistry | Med-Tox System | 1 | Exist | 0 | Med-Tox | Med-Tox System | 0 | 0 | Show on Plan
Lab-36 | Lab-36 - WalkAway Plus Automated Micro.pdf | 1204 | Laboratory | Micro | Automated Cultures - Siemens Walkaway Plus | 1 | Purchase | 1 | Siemens-Dade | Siemens Automated Micro Walkaway Plus (40) | 40000 | 40000 | On Plan
Lab-74 | Lab-74 - SNS Overview Brochure-Primex.pdf | 1037 | Central Nursing | Staff Break Room | Temperature Probes | 2 | Purchase | 2 | Primex | Wireless Temperature Probes - Include Install/Config | 750 | 1500 | IT
Lab-74 | Lab-74 - SNS Overview Brochure-Primex.pdf | 1113 | Central Nursing | Drug Room (Main Medication) | Temperature Probes | 2 | Purchase | 2 | Primex | Wireless Temperature Probes - Include Install/Config | 750 | 1500 | IT
Lab-74 | Lab-74 - SNS Overview Brochure-Primex.pdf | 1113 | Central Nursing | Drug Room (Main Medication) | Temperature Probes | 2 | Purchase | 2 | Primex | Wireless Temperature Probes - Include Install/Config | 750 | 1500 | IT
Lab-74 | Lab-74 - SNS Overview Brochure-Primex.pdf | 1200 | Laboratory | Specimen Collection | Temperature Probes | 2 | Purchase | 2 | Primex | Wireless Temperature Probes - Include Install/Config | 750 | 1500 | IT
Lab-74 | Lab-74 - SNS Overview Brochure-Primex.pdf | 1204 | Laboratory | Micro | Temperature Probes | 2 | Purchase | 2 | Primex | Wireless Temperature Probes - Include Install/Config | 750 | 1500 | IT
Lab-74 | Lab-74 - SNS Overview Brochure-Primex.pdf | 1219 | Imaging | Clean Utility | Temperature Probes | 2 | Purchase | 2 | Primex | Wireless Temperature Probes - Include Install/Config | 750 | 1500 | IT
Lab-74 | Lab-74 - SNS Overview Brochure-Primex.pdf | 1400 | Surgical Suite | Nurses Station | Temperature Probes | 2 | Purchase | 2 | Primex | Wireless Temperature Probes - Include Install/Config | 750 | 1500 | IT
Lab-74 | Lab-74 - SNS Overview Brochure-Primex.pdf | 1415 | Surgical Suite | Clean Utility | Temperature Probes | 2 | Purchase | 2 | Primex | Wireless Temperature Probes - Include Install/Config | 750 | 1500 | IT
Lab-74 | Lab-74 - SNS Overview Brochure-Primex.pdf | 1705 | Specialty Clinic | Clean Utility | Temperature Probes | 2 | Purchase | 2 | Primex | Wireless Temperature Probes - Include Install/Config | 750 | 1500 | IT
Lab-74 | Lab-74 - SNS Overview Brochure-Primex.pdf | TBD | Laboratory | Refrigerator Alcove | Temperature Probes | 10 | Purchase | 10 | Primex | Wireless Temperature Probes - Include Install/Config | 750 | 7500 | IT
Lab-78 | Lab-78 - Millipore AFS 3D Water Filtration System.pdf | 1200 | Laboratory | Chemistry | Millipore Filter | 1 | Exist | 0 | Millipore | Millipore AFS- 3D | 0 | 0 | Show on Plan
Laun-01 | Laun-01 - Cissell 55 lbs CT055 Tumbler Dryer.pdf | 1809 | Central Supply/Services | Laundry Processing | Tumble Dryer | 1 | Purchase | 1 | Cissell | 55 lbs CT055 Tumble Dryer (incl shipping and install) | 16500 | 16500 | On Plan
Laun-02 | Laun-02-CS-Milnor Washer MWR18X4 45 lbs 90 g Cut Sheet.pdf | 1809 | Central Supply/Services | Laundry Processing | Washer/Extracter - MWR18X4 45 lbs 90 g's | 2 | Purchase | 2 | Milner | Washer/Extracter | 3500 | 7000 | On Plan
Laun-03 | Laun-03 Cissell Tumble Dryer 55 lb.pdf | 1809 | Central Supply/Services | Laundry Processing | Tumble Dryer | 1 | Exist | 0 | Cissell | Tumble Dryer Need Details | 0 | 0 | On Plan
Laun-06 | Laun-06 - Laundry Folding Table.pdf | 1809 | Materials Management - Central Supply | Laundry Processing | Table - Stainless Steel - Folding CACOSST306 | 1 | Purchase | 1 | Central Supply | Laundry Folding Table CACOSST306 Stainless Steel | 950 | 950 | On Plan
MF-03 | MF-03 - Stryker GoGed-II Specs.pdf | 1012 | Long Term Care | Bariatric Room | Patient Bed | 1 | Purchase | 1 | Stryker | SECURE II Model 3002 115/60/1. 7 AMP. (hwd): 30x42.5x93". | 6500 | 6500 | On Plan
MF-03 | MF-03 - Stryker GoGed-II Specs.pdf | 1020 | Long Term Care | Bariatric Room | Patient Bed | 1 | Purchase | 1 | Stryker | SECURE II Model 3002 115/60/1. 7 AMP. (hwd): 30x42.5x93". | 6500 | 6500 | On Plan
MF-03 | MF-03 - Stryker GoGed-II Specs.pdf | 1101 | Med-Surg | Bariatric/Variable Acuity Room | Patient Bed | 1 | Purchase | 1 | Stryker | SECURE II Model 3002 115/60/1. 7 AMP. (hwd): 30x42.5x93". | 6500 | 6500 | On Plan
MF-03 | MF-03 - Stryker GoGed-II Specs.pdf | 1102 | Med-Surg | Isolation Med Surge Room | Patient Bed | 1 | Purchase | 1 | Stryker | SECURE II Model 3002 115/60/1. 7 AMP. (hwd): 30x42.5x93". | 6500 | 6500 | On Plan
MF-03 | MF-03 - Stryker GoGed-II Specs.pdf | 1105 | Med-Surg | Standard Room | Patient Bed | 1 | Purchase | 1 | Stryker | SECURE II Model 3002 115/60/1. 7 AMP. (hwd): 30x42.5x93". | 6500 | 6500 | On Plan
MF-03 | MF-03 - Stryker GoGed-II Specs.pdf | 1106 | Med-Surg | Standard Room | Patient Bed | 1 | Purchase | 1 | Stryker | SECURE II Model 3002 115/60/1. 7 AMP. (hwd): 30x42.5x93". | 6500 | 6500 | On Plan
MF-03 | MF-03 - Stryker GoGed-II Specs.pdf | 1107 | Med-Surg | Standard Room | Patient Bed | 1 | Purchase | 1 | Stryker | SECURE II Model 3002 115/60/1. 7 AMP. (hwd): 30x42.5x93". | 6500 | 6500 | On Plan
MF-03 | MF-03 - Stryker GoGed-II Specs.pdf | 1108 | Med-Surg | Standard Room | Patient Bed | 1 | Purchase | 1 | Stryker | SECURE II Model 3002 115/60/1. 7 AMP. (hwd): 30x42.5x93". | 6500 | 6500 | On Plan
MF-03 | MF-03 - Stryker GoGed-II Specs.pdf | 1103 | Med-Surg | Standard Room | Patient Bed | 1 | Exist | 0 | Stryker | SECURE II Model 3002 115/60/1. 7 AMP. (hwd): 30x42.5x93". | 6500 | 0 | On Plan
MF-03 | MF-03 - Stryker GoGed-II Specs.pdf | 1104 | Med-Surg | Standard Room | Patient Bed | 1 | Exist | 0 | Stryker | SECURE II Model 3002 115/60/1. 7 AMP. (hwd): 30x42.5x93". | 6500 | 0 | On Plan
MF-06 | MF-06 Pedigo Stretcher.pdf | 1402 | Surgical Suite | Procedure Room - Minor | Stretcher | 1 | Exist | 0 | Pedigo | Pedigo Stretcher (Existing) | 0 | 0 | Show ID on Plan
MF-07-1 | MF-07-1 Stryker Stretcher.pdf | 1302 | Emergency Dept | Isolation ER Exam | Stretcher | 1 | Exist | 0 |  | Stryker Renaissance - Advantage - 500 pound limit | 0 | 0 | Show ID on Plan
MF-12 | MF-12 - Joerns Hi-Lo Beds.pdf | 1001 | Long Term Care | Bariatric Room | Patient Bed | 1 | Exist | 0 | JOERNS | JOERNS, HI‐LOW | 0 | 0 | On Plan
MF-12 | MF-12 - Joerns Hi-Lo Beds.pdf | 1002 | Long Term Care | Standard Room | Patient Bed | 1 | Exist | 0 | JOERNS | JOERNS, HI‐LOW | 0 | 0 | On Plan
MF-12 | MF-12 - Joerns Hi-Lo Beds.pdf | 1003 | Long Term Care | Standard Room | Patient Bed | 1 | Exist | 0 | JOERNS | JOERNS, HI‐LOW | 0 | 0 | On Plan
MF-12 | MF-12 - Joerns Hi-Lo Beds.pdf | 1004 | Long Term Care | Standard Room | Patient Bed | 1 | Exist | 0 | JOERNS | JOERNS, HI‐LOW | 0 | 0 | On Plan
MF-12 | MF-12 - Joerns Hi-Lo Beds.pdf | 1005 | Long Term Care | Standard Room | Patient Bed | 1 | Exist | 0 | JOERNS | JOERNS, HI‐LOW | 0 | 0 | On Plan
MF-12 | MF-12 - Joerns Hi-Lo Beds.pdf | 1006 | Long Term Care | Standard Room | Patient Bed | 1 | Exist | 0 | JOERNS | JOERNS, HI‐LOW | 0 | 0 | On Plan
MF-12 | MF-12 - Joerns Hi-Lo Beds.pdf | 1007 | Long Term Care | Standard Room | Patient Bed | 1 | Exist | 0 | JOERNS | JOERNS, HI‐LOW | 0 | 0 | On Plan
MF-12 | MF-12 - Joerns Hi-Lo Beds.pdf | 1008 | Long Term Care | Bariatric Room | Patient Bed | 1 | Exist | 0 | JOERNS | JOERNS, HI‐LOW | 0 | 0 | On Plan
MF-12 | MF-12 - Joerns Hi-Lo Beds.pdf | 1009 | Long Term Care | Standard Room | Patient Bed | 1 | Exist | 0 | JOERNS | JOERNS, HI‐LOW | 0 | 0 | On Plan
MF-12 | MF-12 - Joerns Hi-Lo Beds.pdf | 1010 | Long Term Care | Standard Room | Patient Bed | 1 | Exist | 0 | JOERNS | JOERNS, HI‐LOW | 0 | 0 | On Plan
MF-12 | MF-12 - Joerns Hi-Lo Beds.pdf | 1011 | Long Term Care | Standard Room | Patient Bed | 1 | Exist | 0 | JOERNS | JOERNS, HI‐LOW | 0 | 0 | On Plan
MF-12 | MF-12 - Joerns Hi-Lo Beds.pdf | 1013 | Long Term Care | Bariatric Room | Patient Bed | 1 | Exist | 0 | JOERNS | JOERNS, HI‐LOW | 0 | 0 | On Plan
MF-12 | MF-12 - Joerns Hi-Lo Beds.pdf | 1014 | Long Term Care | Standard Room | Patient Bed | 1 | Exist | 0 | JOERNS | JOERNS, HI‐LOW | 0 | 0 | On Plan
MF-12 | MF-12 - Joerns Hi-Lo Beds.pdf | 1015 | Long Term Care | Standard Room | Patient Bed | 1 | Exist | 0 | JOERNS | JOERNS, HI‐LOW | 0 | 0 | On Plan
MF-12 | MF-12 - Joerns Hi-Lo Beds.pdf | 1016 | Long Term Care | Standard Room | Patient Bed | 1 | Exist | 0 | JOERNS | JOERNS, HI‐LOW | 0 | 0 | On Plan
MF-12 | MF-12 - Joerns Hi-Lo Beds.pdf | 1017 | Long Term Care | Standard Room | Patient Bed | 1 | Exist | 0 | JOERNS | JOERNS, HI‐LOW | 0 | 0 | On Plan
MF-12 | MF-12 - Joerns Hi-Lo Beds.pdf | 1018 | Long Term Care | Standard Room | Patient Bed | 1 | Exist | 0 | JOERNS | JOERNS, HI‐LOW | 0 | 0 | On Plan
MF-12 | MF-12 - Joerns Hi-Lo Beds.pdf | 1019 | Long Term Care | Standard Room | Patient Bed | 1 | Exist | 0 | JOERNS | JOERNS, HI‐LOW | 0 | 0 | On Plan
MF-14 | MF-14 - Examination Table - Ritter 204.pdf | 1707 | Specialty Clinic | Exam Room | Examination Table | 1 | Purchase | 1 | Ritter | Ritter 204 Examination Table | 1500 | 1500 | On Plan
MF-14 | MF-14 - Examination Table - Ritter 204.pdf | 1709 | Specialty Clinic | Exam Room | Examination Table | 1 | Purchase | 1 | Ritter | Ritter 204 Examination Table | 1500 | 1500 | On Plan
MF-14 | MF-14 - Examination Table - Ritter 204.pdf | 1710 | Specialty Clinic | Exam Room | Examination Table | 1 | Purchase | 1 | Ritter | Ritter 204 Examination Table | 1500 | 1500 | On Plan
MF-14 | MF-14 - Examination Table - Ritter 204.pdf | 1712 | Specialty Clinic | Exam Room | Examination Table | 1 | Purchase | 1 | Ritter | Ritter 204 Examination Table | 1500 | 1500 | On Plan
MF-14 | MF-14 - Examination Table - Ritter 204.pdf | 1713 | Specialty Clinic | Exam Room | Examination Table | 1 | Purchase | 1 | Ritter | Ritter 204 Examination Table | 1500 | 1500 | On Plan
MF-14 | MF-14 - Examination Table - Ritter 204.pdf | 1715 | Specialty Clinic | Exam Room | Examination Table | 1 | Purchase | 1 | Ritter | Ritter 204 Examination Table | 1500 | 1500 | On Plan
MF-18 | MF-18 - DRE Millennium_5.pdf | 1411 | Emergency Dept | Recovery 1411-C | Stretcher | 1 | Purchase | 1 | DRE | DRE Millenium - 5 Stretcher | 4200 | 4200 | Show ID on Plan
MF-18 | MF-18 - DRE Millennium_5.pdf | 1301-A | Emergency Dept | Trauma Bed 1 | Stretcher | 1 | Purchase | 1 | DRE | DRE Millenium - 5 Stretcher | 4200 | 4200 | Show ID on Plan
MF-18 | MF-18 - DRE Millennium_5.pdf | 1301-B | Emergency Dept | Trauma Bed 2 | Stretcher | 1 | Purchase | 1 | DRE | DRE Millenium - 5 Stretcher | 4200 | 4200 | Show ID on Plan
MF-18 | MF-18 - DRE Millennium_5.pdf | 1411 | Surgical Suite | Recovery 1411-B | Stretcher | 1 | Purchase | 1 | DRE | DRE Millenium - 5 Stretcher | 4200 | 4200 | Show ID on Plan
MF-18 | MF-18 - DRE Millennium_5.pdf | 1411 | Surgical Suite | Recovery 1411-A | Stretcher | 1 | Purchase | 1 | DRE | DRE Millenium - 5 Stretcher | 4200 | 4200 | Show ID on Plan
MF-18 | MF-18 - DRE Millennium_5.pdf | 1041 | Central Nursing | EKG/Stress/Holter | Stretcher | 1 | Purchase | 1 | DRE | DRE Millenium - 5 Stretcher | 4200 | 4200 | Show ID on Plan
MG-03 | MG-03 - OGSI MOGS-100 Oxygen Generator.pdf | 1923 | Central Supply/Services | Oxygen Room | Oxygen Generator - Moving Allowance | 1 | Exist | 0 | OGSI | MOGS-100 | 15000 | 15000 | On Plan
Misc-01 | Misc-01 - Midmark Physician Stool.pdf | 1041 | Central Nursing | EKG/Stress/Holter | Physician Stool | 1 | Purchase | 1 | MIDMARK | MIDMARK 272. Air lift with 5 casters | 200 | 200 | Show on Plan
Misc-01 | Misc-01 - Midmark Physician Stool.pdf | 1201 | Laboratory | Phlebotomy Area | Physician Stool | 1 | Purchase | 1 | MIDMARK | MIDMARK 272. Air lift with 5 casters | 200 | 200 | Show on Plan
Misc-01 | Misc-01 - Midmark Physician Stool.pdf | 1211 | Imaging | CT Scan Room | Physician Stool | 1 | Purchase | 1 | MIDMARK | MIDMARK 272. Air lift with 5 casters | 200 | 200 | Show on Plan
Misc-01 | Misc-01 - Midmark Physician Stool.pdf | 1212 | Imaging | RF Room | Physician Stool | 1 | Purchase | 1 | MIDMARK | MIDMARK 272. Air lift with 5 casters | 200 | 200 | Show on Plan
Misc-01 | Misc-01 - Midmark Physician Stool.pdf | 1227 | Imaging | Ultrasound | Physician Stool | 1 | Purchase | 1 | MIDMARK | MIDMARK 272. Air lift with 5 casters | 200 | 200 | Show on Plan
Misc-01 | Misc-01 - Midmark Physician Stool.pdf | 1400 | Surgical Suite | Nurses Station | Physician Stool | 1 | Purchase | 1 | MIDMARK | MIDMARK 272. Air lift with 5 casters | 200 | 200 | Show on Plan
Misc-01 | Misc-01 - Midmark Physician Stool.pdf | 1411 | Surgical Suite | Pre-op/Prep | Physician Stool | 1 | Purchase | 1 | MIDMARK | MIDMARK 272. Air lift with 5 casters | 200 | 200 | Show on Plan
Misc-01 | Misc-01 - Midmark Physician Stool.pdf | 1707 | Specialty Clinic | Exam Room | Physician Stool | 1 | Purchase | 1 | MIDMARK | MIDMARK 272. Air lift with 5 casters | 200 | 200 | Show on Plan
Misc-01 | Misc-01 - Midmark Physician Stool.pdf | 1708 | Specialty Clinic | Eye Exam | Physician Stool | 1 | Purchase | 1 | MIDMARK | MIDMARK 272. Air lift with 5 casters | 200 | 200 | Show on Plan
Misc-01 | Misc-01 - Midmark Physician Stool.pdf | 1709 | Specialty Clinic | Exam Room | Physician Stool | 1 | Purchase | 1 | MIDMARK | MIDMARK 272. Air lift with 5 casters | 200 | 200 | Show on Plan
Misc-01 | Misc-01 - Midmark Physician Stool.pdf | 1710 | Specialty Clinic | Exam Room | Physician Stool | 1 | Purchase | 1 | MIDMARK | MIDMARK 272. Air lift with 5 casters | 200 | 200 | Show on Plan
Misc-01 | Misc-01 - Midmark Physician Stool.pdf | 1712 | Specialty Clinic | Exam Room | Physician Stool | 1 | Purchase | 1 | MIDMARK | MIDMARK 272. Air lift with 5 casters | 200 | 200 | Show on Plan
Misc-01 | Misc-01 - Midmark Physician Stool.pdf | 1713 | Specialty Clinic | Exam Room | Physician Stool | 1 | Purchase | 1 | MIDMARK | MIDMARK 272. Air lift with 5 casters | 200 | 200 | Show on Plan
Misc-01 | Misc-01 - Midmark Physician Stool.pdf | 1715 | Specialty Clinic | Exam Room | Physician Stool | 1 | Purchase | 1 | MIDMARK | MIDMARK 272. Air lift with 5 casters | 200 | 200 | Show on Plan
Misc-01 | Misc-01 - Midmark Physician Stool.pdf | 1717 | Specialty Clinic | Exam Room | Physician Stool | 1 | Purchase | 1 | MIDMARK | MIDMARK 272. Air lift with 5 casters | 200 | 200 | Show on Plan
Misc-01 | Misc-01 - Midmark Physician Stool.pdf | 1718 | Specialty Clinic | Physical Therapy | Physician Stool | 6 | Purchase | 6 | MIDMARK | MIDMARK 272. Air lift with 5 casters | 200 | 1200 | Show on Plan
Misc-01 | Misc-01 - Midmark Physician Stool.pdf | 1301-B | Emergency Dept | Trauma Bed 2 | Physician Stool | 1 | Purchase | 1 | MIDMARK | MIDMARK 272. Air lift with 5 casters | 200 | 200 | Show on Plan
Misc-01 | Misc-01 - Midmark Physician Stool.pdf | 1302 | Emergency Dept | Isolation ER Exam | Physician Stool | 1 | Purchase | 1 | MIDMARK | MIDMARK 272. Air lift with 5 casters | 200 | 200 | Show on Plan
Misc-01 | Misc-01 - Midmark Physician Stool.pdf | 1401 | Surgical Suite | Operating Room - Major | Physician Stool | 1 | Purchase | 1 | MIDMARK | MIDMARK 272. Air lift with 5 casters | 200 | 200 | Show on Plan
Misc-01 | Misc-01 - Midmark Physician Stool.pdf | 1402 | Surgical Suite | Procedure Room - Minor | Physician Stool | 1 | Purchase | 1 | MIDMARK | MIDMARK 272. Air lift with 5 casters | 200 | 200 | Show on Plan
Misc-01 | Misc-01 - Midmark Physician Stool.pdf | 1301-A | Emergency Dept | Trauma Bed 1 | Physician Stool | 1 | Purchase | 1 | MIDMARK | MIDMARK 272. Air lift with 5 casters | 200 | 200 | Show on Plan
Misc-02 | Misc-02 - Kent Foot Stool With Hand Rail.pdf | 1041 | Central Nursing | EKG/Stress/Holter | Step Stool with Handrail | 1 | Purchase | 1 | Kent | 7757SS‐HR. W/Handle. Include: 41" hand rail. DIM(hwd): 8.5x18x12". (41"H w/handrail). | 165 | 165 | On Plan
Misc-02 | Misc-02 - Kent Foot Stool With Hand Rail.pdf | 1211 | Imaging | CT Scan Room | Step Stool with Handrail | 1 | Purchase | 1 | Kent | 7757SS‐HR. W/Handle. Include: 41" hand rail. DIM(hwd): 8.5x18x12". (41"H w/handrail). | 165 | 165 | On Plan
Misc-02 | Misc-02 - Kent Foot Stool With Hand Rail.pdf | 1212 | Imaging | RF Room | Step Stool with Handrail | 1 | Purchase | 1 | Kent | 7757SS‐HR. W/Handle. Include: 41" hand rail. DIM(hwd): 8.5x18x12". (41"H w/handrail). | 165 | 165 | On Plan
Misc-02 | Misc-02 - Kent Foot Stool With Hand Rail.pdf | 1227 | Imaging | Ultrasound | Step Stool with Handrail | 1 | Purchase | 1 | Kent | 7757SS‐HR. W/Handle. Include: 41" hand rail. DIM(hwd): 8.5x18x12". (41"H w/handrail). | 165 | 165 | On Plan
Misc-03 | Misc-03 - IV Stand - 5 Leg 4 Hook.pdf | 1302 | Emergency Dept | Isolation ER Exam | IV Pole - 5 Leg - 4 Hook | 1 | Purchase | 1 | I.V.LeagueMedical | 1085-4 - Heavyweight Premium Line Stat-Stand™ 4-Hook -5 Leg | 320 | 320 | On Plan
Misc-03 | Misc-03 - IV Stand - 5 Leg 4 Hook.pdf | 1041 | Central Nursing | EKG/Stress/Holter | IV Pole - 5 Leg - 4 Hook | 1 | Purchase | 1 | I.V.League Medical | 1085-4 - Heavyweight Premium Line Stat-Stand™ 4-Hook -5 Leg | 320 | 320 | On Plan
Misc-03 | Misc-03 - IV Stand - 5 Leg 4 Hook.pdf | 1705 | Specialty Clinic | Storage | IV Pole - 5 Leg - 4 Hook | 2 | Purchase | 2 | I.V.League Medical | 1085-4 - Heavyweight Premium Line Stat-Stand™ 4-Hook -5 Leg | 320 | 640 | On Plan
Misc-03 | Misc-03 - IV Stand - 5 Leg 4 Hook.pdf | 1211 | Imaging | CT Scan Room | IV Pole - 5 Leg - 4 Hook | 1 | Purchase | 1 | I.V.League Medical | 1085-4 - Heavyweight Premium Line Stat-Stand™ 4-Hook -5 Leg | 320 | 320 | On Plan
Misc-03 | Misc-03 - IV Stand - 5 Leg 4 Hook.pdf | 1212 | Imaging | RF Room | IV Pole - 5 Leg - 4 Hook | 1 | Purchase | 1 | I.V.League Medical | 1085-4 - Heavyweight Premium Line Stat-Stand™ 4-Hook -5 Leg | 320 | 320 | On Plan
Misc-03 | Misc-03 - IV Stand - 5 Leg 4 Hook.pdf | 1227 | Imaging | Ultrasound | IV Pole - 5 Leg - 4 Hook | 1 | Purchase | 1 | I.V.League Medical | 1085-4 - Heavyweight Premium Line Stat-Stand™ 4-Hook -5 Leg | 320 | 320 | On Plan
Misc-03 | Misc-03 - IV Stand - 5 Leg 4 Hook.pdf | 1415 | Surgical Suite | Clean Utility | IV Pole - 5 Leg - 4 Hook | 3 | Purchase | 3 | I.V.League Medical | 1085-4 - Heavyweight Premium Line Stat-Stand™ 4-Hook -5 Leg | 320 | 960 | On Plan
Misc-03 | Misc-03 - IV Stand - 5 Leg 4 Hook.pdf | 1402 | Surgical Suite | Procedure Room - Minor | IV Pole - 5 Leg - 4 Hook | 1 | Purchase | 1 | I.V.League Medical | 1085-4 - Heavyweight Premium Line Stat-Stand™ 4-Hook -5 Leg | 320 | 320 | On Plan
Misc-03 | Misc-03 - IV Stand - 5 Leg 4 Hook.pdf | 1401 | Surgical Suite | Operating Room - Major | IV Pole - 5 Leg - 4 Hook | 1 | Purchase | 1 | I.V.League Medical | 1085-4 - Heavyweight Premium Line Stat-Stand™ 4-Hook -5 Leg | 320 | 320 | On Plan
Misc-04 | Misc-04 - Brewer Single Hamper with Foot Pedal.pdf | 1227 | Imaging | Ultrasound | Tilt-Top Hamper w/Foot Pedal | 1 | Purchase | 1 | Brewer | 11410 Square Tilt-Top Hamper w/Foot Pedal | 300 | 300 | On Plan
Misc-04 | Misc-04 - Brewer Single Hamper with Foot Pedal.pdf | 1033 | Central Nursing | Soiled Holding | Tilt-Top Hamper w/Foot Pedal | 1 | Purchase | 1 | Brewer | 11410 Square Tilt-Top Hamper w/Foot Pedal | 300 | 300 | On Plan
Misc-04 | Misc-04 - Brewer Single Hamper with Foot Pedal.pdf | 1034 | Central Nursing | Spa/Bath | Tilt-Top Hamper w/Foot Pedal | 1 | Purchase | 1 | Brewer | 11410 Square Tilt-Top Hamper w/Foot Pedal | 300 | 300 | On Plan
Misc-04 | Misc-04 - Brewer Single Hamper with Foot Pedal.pdf | 1041 | Central Nursing | EKG/Stress/Holter | Tilt-Top Hamper w/Foot Pedal | 1 | Purchase | 1 | Brewer | 11410 Square Tilt-Top Hamper w/Foot Pedal | 300 | 300 | On Plan
Misc-04 | Misc-04 - Brewer Single Hamper with Foot Pedal.pdf | 1211 | Imaging | CT Scan Room | Tilt-Top Hamper w/Foot Pedal | 1 | Purchase | 1 | Brewer | 11410 Square Tilt-Top Hamper w/Foot Pedal | 300 | 300 | On Plan
Misc-04 | Misc-04 - Brewer Single Hamper with Foot Pedal.pdf | 1212 | Imaging | RF Room | Tilt-Top Hamper w/Foot Pedal | 1 | Purchase | 1 | Brewer | 11410 Square Tilt-Top Hamper w/Foot Pedal | 300 | 300 | On Plan
Misc-04 | Misc-04 - Brewer Single Hamper with Foot Pedal.pdf | 1220 | Imaging | Soiled Holding | Tilt-Top Hamper w/Foot Pedal | 1 | Purchase | 1 | Brewer | 11410 Square Tilt-Top Hamper w/Foot Pedal | 300 | 300 | On Plan
Misc-04 | Misc-04 - Brewer Single Hamper with Foot Pedal.pdf | 1302 | Emergency Dept | Isolation ER Exam | Tilt-Top Hamper w/Foot Pedal | 1 | Purchase | 1 | Brewer | 11410 Square Tilt-Top Hamper w/Foot Pedal | 300 | 300 | On Plan
Misc-04 | Misc-04 - Brewer Single Hamper with Foot Pedal.pdf | 1402 | Surgical Suite | Procedure Room - Minor | Tilt-Top Hamper w/Foot Pedal | 1 | Purchase | 1 | Brewer | 11410 Square Tilt-Top Hamper w/Foot Pedal | 300 | 300 | On Plan
Misc-04 | Misc-04 - Brewer Single Hamper with Foot Pedal.pdf | 1425 | Surgical Suite | Decon | Tilt-Top Hamper w/Foot Pedal | 1 | Purchase | 1 | Brewer | 11410 Square Tilt-Top Hamper w/Foot Pedal | 300 | 300 | On Plan
Misc-04 | Misc-04 - Brewer Single Hamper with Foot Pedal.pdf | 1301-A | Emergency Dept | Trauma Bed 1 | Tilt-Top Hamper w/Foot Pedal | 1 | Purchase | 1 | Brewer | 11410 Square Tilt-Top Hamper w/Foot Pedal | 300 | 300 | On Plan
Misc-04 | Misc-04 - Brewer Single Hamper with Foot Pedal.pdf | 1301-B | Emergency Dept | Trauma Bed 2 | Tilt-Top Hamper w/Foot Pedal | 1 | Purchase | 1 | Brewer | 11410 Square Tilt-Top Hamper w/Foot Pedal | 300 | 300 | On Plan
Misc-05 | Misc-05 - Pedigo SS Back Table 36X20.pdf | 1212 | Imaging | RF Room | Back Table - SS - 20" X 36" | 1 | Purchase | 1 | Pedigo | SG-88-SS Stainless Steel - 20" X 36" | 1200 | 1200 | On Plan
Misc-05 | Misc-05 - Pedigo SS Back Table 36X20.pdf | 1402 | Surgical Suite | Procedure Room - Minor | Back Table - SS - 20" X 36" | 1 | Purchase | 1 | Pedigo | SG-88-SS Stainless Steel - 20" X 36" | 1200 | 1200 | On Plan
Misc-05 | Misc-05 - Pedigo SS Back Table 36X20.pdf | 1401 | Surgical Suite | Operating Room - Major | Back Table - SS - 20" X 36" | 1 | Exist | 0 | Pedigo | SG-88-SS Stainless Steel - 20" X 36" | 1200 | 0 | On Plan
Misc-06 | Misc-06 - Sharps Containers - Wall Mounted.pdf | 1411 | Surgical Suite | Pre-op/Prep | Sharps Container - Wall Mounted | 1 | Purchase | 1 | UnimedMidwest | Sharps Container With Wall Mount UMISWMU100609 | 75 | 75 | On Plan
Misc-06 | Misc-06 - Sharps Containers - Wall Mounted.pdf | 1717 | Specialty Clinic | Exam Room | Sharps Container - Wall Mounted | 1 | Purchase | 1 | UnimedMidwest | Sharps Container With Wall Mount UMISWMU100609 | 75 | 75 | On Plan
Misc-06 | Misc-06 - Sharps Containers - Wall Mounted.pdf | 1411A | Surgical Suite | Recovery 1 | Sharps Container - Wall Mounted | 1 | Purchase | 1 | UnimedMidwest | Sharps Container With Wall Mount UMISWMU100609 | 75 | 75 | On Plan
Misc-06 | Misc-06 - Sharps Containers - Wall Mounted.pdf | 1412B | Surgical Suite | Recovery 2 | Sharps Container - Wall Mounted | 1 | Purchase | 1 | UnimedMidwest | Sharps Container With Wall Mount UMISWMU100609 | 75 | 75 | On Plan
Misc-06 | Misc-06 - Sharps Containers - Wall Mounted.pdf | 1001 | Long Term Care | Bariatric Room | Sharps Container - Wall Mounted | 1 | Purchase | 1 | UnimedMidwest | Sharps Container With Wall Mount UMISWMU100609 | 75 | 75 | On Plan
Misc-06 | Misc-06 - Sharps Containers - Wall Mounted.pdf | 1002 | Long Term Care | Standard Room | Sharps Container - Wall Mounted | 1 | Purchase | 1 | UnimedMidwest | Sharps Container With Wall Mount UMISWMU100609 | 75 | 75 | On Plan
Misc-06 | Misc-06 - Sharps Containers - Wall Mounted.pdf | 1003 | Long Term Care | Standard Room | Sharps Container - Wall Mounted | 1 | Purchase | 1 | UnimedMidwest | Sharps Container With Wall Mount UMISWMU100609 | 75 | 75 | On Plan
Misc-06 | Misc-06 - Sharps Containers - Wall Mounted.pdf | 1004 | Long Term Care | Standard Room | Sharps Container - Wall Mounted | 1 | Purchase | 1 | UnimedMidwest | Sharps Container With Wall Mount UMISWMU100609 | 75 | 75 | On Plan
Misc-06 | Misc-06 - Sharps Containers - Wall Mounted.pdf | 1005 | Long Term Care | Standard Room | Sharps Container - Wall Mounted | 1 | Purchase | 1 | UnimedMidwest | Sharps Container With Wall Mount UMISWMU100609 | 75 | 75 | On Plan
Misc-06 | Misc-06 - Sharps Containers - Wall Mounted.pdf | 1006 | Long Term Care | Standard Room | Sharps Container - Wall Mounted | 1 | Purchase | 1 | UnimedMidwest | Sharps Container With Wall Mount UMISWMU100609 | 75 | 75 | On Plan
Misc-06 | Misc-06 - Sharps Containers - Wall Mounted.pdf | 1007 | Long Term Care | Standard Room | Sharps Container - Wall Mounted | 1 | Purchase | 1 | UnimedMidwest | Sharps Container With Wall Mount UMISWMU100609 | 75 | 75 | On Plan
Misc-06 | Misc-06 - Sharps Containers - Wall Mounted.pdf | 1008 | Long Term Care | Bariatric Room | Sharps Container - Wall Mounted | 1 | Purchase | 1 | UnimedMidwest | Sharps Container With Wall Mount UMISWMU100609 | 75 | 75 | On Plan
Misc-06 | Misc-06 - Sharps Containers - Wall Mounted.pdf | 1009 | Long Term Care | Standard Room | Sharps Container - Wall Mounted | 1 | Purchase | 1 | UnimedMidwest | Sharps Container With Wall Mount UMISWMU100609 | 75 | 75 | On Plan
Misc-06 | Misc-06 - Sharps Containers - Wall Mounted.pdf | 1010 | Long Term Care | Standard Room | Sharps Container - Wall Mounted | 1 | Purchase | 1 | UnimedMidwest | Sharps Container With Wall Mount UMISWMU100609 | 75 | 75 | On Plan
Misc-06 | Misc-06 - Sharps Containers - Wall Mounted.pdf | 1011 | Long Term Care | Standard Room | Sharps Container - Wall Mounted | 1 | Purchase | 1 | UnimedMidwest | Sharps Container With Wall Mount UMISWMU100609 | 75 | 75 | On Plan
Misc-06 | Misc-06 - Sharps Containers - Wall Mounted.pdf | 1012 | Long Term Care | Bariatric Room | Sharps Container - Wall Mounted | 1 | Purchase | 1 | UnimedMidwest | Sharps Container With Wall Mount UMISWMU100609 | 75 | 75 | On Plan
Misc-06 | Misc-06 - Sharps Containers - Wall Mounted.pdf | 1013 | Long Term Care | Bariatric Room | Sharps Container - Wall Mounted | 1 | Purchase | 1 | UnimedMidwest | Sharps Container With Wall Mount UMISWMU100609 | 75 | 75 | On Plan
Misc-06 | Misc-06 - Sharps Containers - Wall Mounted.pdf | 1014 | Long Term Care | Standard Room | Sharps Container - Wall Mounted | 1 | Purchase | 1 | UnimedMidwest | Sharps Container With Wall Mount UMISWMU100609 | 75 | 75 | On Plan
Misc-06 | Misc-06 - Sharps Containers - Wall Mounted.pdf | 1015 | Long Term Care | Standard Room | Sharps Container - Wall Mounted | 1 | Purchase | 1 | UnimedMidwest | Sharps Container With Wall Mount UMISWMU100609 | 75 | 75 | On Plan
Misc-06 | Misc-06 - Sharps Containers - Wall Mounted.pdf | 1016 | Long Term Care | Standard Room | Sharps Container - Wall Mounted | 1 | Purchase | 1 | UnimedMidwest | Sharps Container With Wall Mount UMISWMU100609 | 75 | 75 | On Plan
Misc-06 | Misc-06 - Sharps Containers - Wall Mounted.pdf | 1017 | Long Term Care | Standard Room | Sharps Container - Wall Mounted | 1 | Purchase | 1 | UnimedMidwest | Sharps Container With Wall Mount UMISWMU100609 | 75 | 75 | On Plan
Misc-06 | Misc-06 - Sharps Containers - Wall Mounted.pdf | 1018 | Long Term Care | Standard Room | Sharps Container - Wall Mounted | 1 | Purchase | 1 | UnimedMidwest | Sharps Container With Wall Mount UMISWMU100609 | 75 | 75 | On Plan
Misc-06 | Misc-06 - Sharps Containers - Wall Mounted.pdf | 1019 | Long Term Care | Standard Room | Sharps Container - Wall Mounted | 1 | Purchase | 1 | UnimedMidwest | Sharps Container With Wall Mount UMISWMU100609 | 75 | 75 | On Plan
Misc-06 | Misc-06 - Sharps Containers - Wall Mounted.pdf | 1020 | Long Term Care | Bariatric Room | Sharps Container - Wall Mounted | 1 | Purchase | 1 | UnimedMidwest | Sharps Container With Wall Mount UMISWMU100609 | 75 | 75 | On Plan
Misc-06 | Misc-06 - Sharps Containers - Wall Mounted.pdf | 1101 | Med-Surg | Bariatric/Variable Acuity Room | Sharps Container - Wall Mounted | 1 | Purchase | 1 | UnimedMidwest | Sharps Container With Wall Mount UMISWMU100609 | 75 | 75 | On Plan
Misc-06 | Misc-06 - Sharps Containers - Wall Mounted.pdf | 1102 | Med-Surg | Isolation Med Surge Room | Sharps Container - Wall Mounted | 1 | Purchase | 1 | UnimedMidwest | Sharps Container With Wall Mount UMISWMU100609 | 75 | 75 | On Plan
Misc-06 | Misc-06 - Sharps Containers - Wall Mounted.pdf | 1103 | Med-Surg | Standard Room | Sharps Container - Wall Mounted | 1 | Purchase | 1 | UnimedMidwest | Sharps Container With Wall Mount UMISWMU100609 | 75 | 75 | On Plan
Misc-06 | Misc-06 - Sharps Containers - Wall Mounted.pdf | 1104 | Med-Surg | Standard Room | Sharps Container - Wall Mounted | 1 | Purchase | 1 | UnimedMidwest | Sharps Container With Wall Mount UMISWMU100609 | 75 | 75 | On Plan
Misc-06 | Misc-06 - Sharps Containers - Wall Mounted.pdf | 1105 | Med-Surg | Standard Room | Sharps Container - Wall Mounted | 1 | Purchase | 1 | UnimedMidwest | Sharps Container With Wall Mount UMISWMU100609 | 75 | 75 | On Plan
Misc-06 | Misc-06 - Sharps Containers - Wall Mounted.pdf | 1106 | Med-Surg | Standard Room | Sharps Container - Wall Mounted | 1 | Purchase | 1 | UnimedMidwest | Sharps Container With Wall Mount UMISWMU100609 | 75 | 75 | On Plan
Misc-06 | Misc-06 - Sharps Containers - Wall Mounted.pdf | 1107 | Med-Surg | Standard Room | Sharps Container - Wall Mounted | 1 | Purchase | 1 | UnimedMidwest | Sharps Container With Wall Mount UMISWMU100609 | 75 | 75 | On Plan
Misc-06 | Misc-06 - Sharps Containers - Wall Mounted.pdf | 1108 | Med-Surg | Standard Room | Sharps Container - Wall Mounted | 1 | Purchase | 1 | UnimedMidwest | Sharps Container With Wall Mount UMISWMU100609 | 75 | 75 | On Plan
Misc-06 | Misc-06 - Sharps Containers - Wall Mounted.pdf | 1201 | Laboratory | Phlebotomy Area | Sharps Container - Wall Mounted | 1 | Purchase | 1 | UnimedMidwest | Sharps Container With Wall Mount UMISWMU100609 | 75 | 75 | On Plan
Misc-06 | Misc-06 - Sharps Containers - Wall Mounted.pdf | 1302 | Emergency Dept | Isolation ER Exam | Sharps Container - Wall Mounted | 1 | Purchase | 1 | UnimedMidwest | Sharps Container With Wall Mount UMISWMU100609 | 75 | 75 | On Plan
Misc-06 | Misc-06 - Sharps Containers - Wall Mounted.pdf | 1707 | Specialty Clinic | Exam Room | Sharps Container - Wall Mounted | 1 | Purchase | 1 | UnimedMidwest | Sharps Container With Wall Mount UMISWMU100609 | 75 | 75 | On Plan
Misc-06 | Misc-06 - Sharps Containers - Wall Mounted.pdf | 1708 | Specialty Clinic | Eye Exam | Sharps Container - Wall Mounted | 1 | Purchase | 1 | UnimedMidwest | Sharps Container With Wall Mount UMISWMU100609 | 75 | 75 | On Plan
Misc-06 | Misc-06 - Sharps Containers - Wall Mounted.pdf | 1709 | Specialty Clinic | Exam Room | Sharps Container - Wall Mounted | 1 | Purchase | 1 | UnimedMidwest | Sharps Container With Wall Mount UMISWMU100609 | 75 | 75 | On Plan
Misc-06 | Misc-06 - Sharps Containers - Wall Mounted.pdf | 1710 | Specialty Clinic | Exam Room | Sharps Container - Wall Mounted | 1 | Purchase | 1 | UnimedMidwest | Sharps Container With Wall Mount UMISWMU100609 | 75 | 75 | On Plan
Misc-06 | Misc-06 - Sharps Containers - Wall Mounted.pdf | 1712 | Specialty Clinic | Exam Room | Sharps Container - Wall Mounted | 1 | Purchase | 1 | UnimedMidwest | Sharps Container With Wall Mount UMISWMU100609 | 75 | 75 | On Plan
Misc-06 | Misc-06 - Sharps Containers - Wall Mounted.pdf | 1713 | Specialty Clinic | Exam Room | Sharps Container - Wall Mounted | 1 | Purchase | 1 | UnimedMidwest | Sharps Container With Wall Mount UMISWMU100609 | 75 | 75 | On Plan
Misc-06 | Misc-06 - Sharps Containers - Wall Mounted.pdf | 1715 | Specialty Clinic | Exam Room | Sharps Container - Wall Mounted | 1 | Purchase | 1 | UnimedMidwest | Sharps Container With Wall Mount UMISWMU100609 | 75 | 75 | On Plan
Misc-06 | Misc-06 - Sharps Containers - Wall Mounted.pdf | 1301-A | Emergency Dept | Trauma Bed 1 | Sharps Container - Wall Mounted | 1 | Purchase | 1 | UnimedMidwest | Sharps Container With Wall Mount UMISWMU100609 | 75 | 75 | On Plan
Misc-06 | Misc-06 - Sharps Containers - Wall Mounted.pdf | 1301-B | Emergency Dept | Trauma Bed 2 | Sharps Container - Wall Mounted | 1 | Purchase | 1 | UnimedMidwest | Sharps Container With Wall Mount UMISWMU100609 | 75 | 75 | On Plan
Misc-13 | Misc-13 - Rubbermaid 95 Gallon Waste Container.pdf | 1033 | Central Nursing | Soiled Holding | Covered Waste Container | 2 | Purchase | 2 | Rubbermaid | Gray 95 Gallon Roll Out Waste Container, 27 3/8" W x 36" D x 45 5/8" H | 88 | 176 | On Plan
Misc-13 | Misc-13 - Rubbermaid 95 Gallon Waste Container.pdf | 1425 | Surgical Suite | Decon | Covered Waste Container | 1 | Purchase | 1 | Rubbermaid | Gray 95 Gallon Roll Out Waste Container, 27 3/8" W x 36" D x 45 5/8" H | 88 | 88 | On Plan
Misc-13 | Misc-13 - Rubbermaid 95 Gallon Waste Container.pdf | 1110 | Central Nursing | Soiled Utiliy | Covered Waste Container | 2 | Purchase | 2 | Rubbermaid | Gray 95 Gallon Roll Out Waste Container, 27 3/8" W x 36" D x 45 5/8" H | 88 | 176 | On Plan
Misc-13 | Misc-13 - Rubbermaid 95 Gallon Waste Container.pdf | 1220 | Imaging | Soiled Holding | Covered Waste Container | 1 | Purchase | 1 | Rubbermaid | Gray 95 Gallon Roll Out Waste Container, 27 3/8" W x 36" D x 45 5/8" H | 88 | 88 | On Plan
Misc-14 | Misc-14 - PCA - Abbott GemStar.pdf | 1114 | Central Nursing | Equipment Storage | PCA Pump | 1 | Exist | 0 | TBD | PCA Pump - TBD | 0 | 0 | On Plan
Misc-15 | Misc-15 - Newport HT50 Ventilator.pdf | 1114 | Central Nursing | Equipment Storage | Ventilator | 1 | Exist | 0 | NEWPORT | HT‐50 | 0 | 0 | On Plan
Misc-16 | Misc-16 - Lifeline Metro 53 Emergency Cart w Swing Arm.pdf | 1191 | Med-Surg | Corridor | Emergency (Crash) Cart -6 Drawer | 1 | Purchase | 1 | Lifeline | LEC53 Metro w/standard swing‐arm assembly. 13.875x18.25".DIM(hwd):35.75x35x22.50". | 2650 | 2650 | On Plan
Misc-16 | Misc-16 - Lifeline Metro 53 Emergency Cart w Swing Arm.pdf | 1391 | Emergency Dept | Corridor Alcove | Emergency (Crash) Cart -6 Drawer | 1 | Purchase | 1 | Lifeline | LEC53 Metro w/standard swing‐arm assembly. 13.875x18.25".DIM(hwd):35.75x35x22.50". | 2650 | 2650 | On Plan
Misc-16 | Misc-16 - Lifeline Metro 53 Emergency Cart w Swing Arm.pdf | 1400 | Surgical Suite | Nurses Station | Emergency (Crash) Cart -6 Drawer | 1 | Purchase | 1 | Lifeline | LEC53 Metro w/standard swing‐arm assembly. 13.875x18.25".DIM(hwd):35.75x35x22.50". | 2650 | 2650 | On Plan
Misc-21 | Misc-21 - Exchange Cart - Pedigo CDS-148.pdf | 1812 | Materials Management - Central Supply |  | Cart-Exchange - 50-5/8"W x 26-1/8"D x 58"H | 3 | Purchase | 3 | Pedigo | CDS-148 | 1500 | 4500 | On Plan
Misc-21 | Misc-21 - Exchange Cart - Pedigo CDS-148.pdf | 1415 | Surgical Suite | Clean Utility | Cart-Exchange - 50-5/8"W x 26-1/8"D x 58"H | 1 | Purchase | 1 | Pedigo | CDS-148 | 88 | 88 | On Plan
Misc-21 | Misc-21 - Exchange Cart - Pedigo CDS-148.pdf | 1032 | Central Nursing | Clean Utility | Cart-Exchange - 50-5/8"W x 26-1/8"D x 58"H | 1 | Purchase | 1 | Pedigo | CDS-148 | 88 | 88 | On Plan
Misc-21 | Misc-21 - Exchange Cart - Pedigo CDS-148.pdf | 1114 | Central Nursing | Storage | Cart-Exchange - 50-5/8"W x 26-1/8"D x 58"H | 2 | Purchase | 2 | Pedigo | CDS-148 | 1500 | 3000 | On Plan
Misc-22 | Misc-22 - Linen Cart - Pedigo SS CDS-270.pdf | 1114 | Central Nursing | Storage | Cart-Linen - 50-5/8"W x 26-1/8"D x 65"H | 2 | Purchase | 2 | Pedigo | CDS-270 | 1500 | 3000 | On Plan
Misc-22 | Misc-22 - Linen Cart - Pedigo SS CDS-270.pdf | 1810 | Materials Management - Central Supply | Clean Linen (Laundry) | Cart-Linen - 50-5/8"W x 26-1/8"D x 65"H | 2 | Purchase | 2 | Pedigo | CDS-270 | 1500 | 3000 | On Plan
Misc-22 | Misc-22 - Linen Cart - Pedigo SS CDS-270.pdf | 1032 | Central Nursing | Clean Utility | Cart-Linen - 50-5/8"W x 26-1/8"D x 65"H | 1 | Purchase | 1 | SHARP | CDS-270 | 1500 | 1500 | On Plan
Misc-22 | Misc-22 - Linen Cart - Pedigo SS CDS-270.pdf | 1033 | Central Nursing | Soiled Holding | Cart-Linen - 50-5/8"W x 26-1/8"D x 65"H | 2 | Purchase | 2 | Pedigo | CDS-270 | 1500 | 3000 | On Plan
Misc-22 | Misc-22 - Linen Cart - Pedigo SS CDS-270.pdf | 1415 | Surgical Suite | Clean Utility | Cart-Linen - 50-5/8"W x 26-1/8"D x 65"H | 1 | Purchase | 1 | Pedigo | CDS-270 | 1500 | 1500 | On Plan
Misc-23 | Misc-23 - SHARP Microwave Oven.pdf | 1111 | Central Nursing | Clean Utility | Microwave Oven | 1 | Purchase | 1 | SHARP | Sharp R-520KS 2-Cubic-Foot 1200-Watt Stainless Steel | 0 | 0 | On Plan
Misc-23 | Misc-23 - SHARP Microwave Oven.pdf | 1415 | Surgical Suite | Clean Utility | Microwave Oven | 1 | Purchase | 1 | SHARP | Sharp R-520KS 2-Cubic-Foot 1200-Watt Stainless Steel | 350 | 350 | On Plan
Misc-23 | Misc-23 - SHARP Microwave Oven.pdf | 1021-B | Long Term Care | Nourish | Microwave Oven | 1 | Purchase | 1 | SHARP | Sharp R-520KS 2-Cubic-Foot 1200-Watt Stainless Steel | 350 | 350 | On Plan
Misc-23 | Misc-23 - SHARP Microwave Oven.pdf | 1037 | Central Nursing | Staff Break Room | Microwave Oven | 1 | Exist | 0 | SHARP | Sharp R-520KS 2-Cubic-Foot 1200-Watt Stainless Steel | 350 | 350 | On Plan
Misc-24 | Misc-24 - Pedigo Catch Basin P-1025 SS.pdf | 1110 | Central Nursing | Soiled Utiliy | Catch Basin | 1 | Purchase | 1 | Pedigo | P-1025-SS | 250 | 250 | On Plan
Misc-24 | Misc-24 - Pedigo Catch Basin P-1025 SS.pdf | 1301-A | Emergency Dept | Trauma Bed 1 | Catch Basin | 1 | Purchase | 1 | Pedigo | P-1025-SS | 250 | 250 | On Plan
Misc-24 | Misc-24 - Pedigo Catch Basin P-1025 SS.pdf | 1301-B | Emergency Dept | Trauma Bed 2 | Catch Basin | 1 | Purchase | 1 | Pedigo | P-1025-SS | 250 | 0 | On Plan
Misc-25 | Misc-25 - Pedigo SS - P-1020-SS.pdf | 1402 | Surgical Suite | Procedure Room - Minor | Kick Bucket | 1 | Purchase | 1 | Pedigo | SS Kickbucket - P-1020-SS | 250 | 250 | On Plan
Misc-25 | Misc-25 - Pedigo SS - P-1020-SS.pdf | 1401 | Surgical Suite | Operating Room - Major | Kick Bucket | 2 | Exist | 0 | Pedigo | SS Kickbucket - P-1020-SS | 0 | 0 | On Plan
Misc-27 | Misc-27 Home Style Refrigerator GE - GTL17JBW.pdf | 1021-B | Long Term Care | Nourish | Home Style Freezer/Refrigerator | 1 | Purchase | 1 | GE | GTL17JBW 16.6 CU. Ft. Top freezer refrigerator with reversable door; Steel Color | 1400 | 1400 | On Plan
Misc-27 | Misc-27 Home Style Refrigerator GE - GTL17JBW.pdf | 1113 | Central Nursing | Drug Room (Main Medication) | Home Style Freezer/Refrigerator | 1 | Purchase | 1 | GE | GTL17JBW 16.6 CU. Ft. Top freezer refrigerator with reversable door; Steel Color | 1400 | 1400 | On Plan
Misc-27 | Misc-27 Home Style Refrigerator GE - GTL17JBW.pdf | 1111 | Central Nursing | Clean Utility | Home Style Freezer/Refrigerator | 1 | Purchase | 1 | GE | GTL17JBW 16.6 CU. Ft. Top freezer refrigerator with reversable door; Steel Color | 1400 | 1400 | On Plan
Misc-27 | Misc-27 Home Style Refrigerator GE - GTL17JBW.pdf | 1200 | Laboratory | Main Area | Home Style Freezer/Refrigerator | 1 | Exist | 0 | GE | GTL17JBW 16.6 CU. Ft. Top freezer refrigerator with reversable door; Steel Color | 1400 | 0 | On Plan
Misc-27 | Misc-27 Home Style Refrigerator GE - GTL17JBW.pdf | 1200 | Laboratory | Specimen Collection | Home Style Freezer/Refrigerator | 1 | Exist | 0 | GE | GTL17JBW 16.6 CU. Ft. Top freezer refrigerator with reversable door; Steel Color | 1400 | 0 | On Plan
Misc-29 | Misc-29 - WelchAllyn Diagnostic Set.pdf | 1702 | Specialty Clinic | Reception | Diagnostic Set | 1 | Purchase | 1 | Open Vendor | Desktop Diagnostic Set | 1300 | 1300 | Show on Plan
Misc-29 | Misc-29 - WelchAllyn Diagnostic Set.pdf | 1000 | Central Nursing | Nurses Station | Diagnostic Set | 1 | Exist | 0 | Open Vendor | Desktop Diagnostic Set | 1300 | 0 | Show on Plan
Misc-30 | Misc-30 - Scotsman Icemaker MDTF412A.pdf | 1111 | Central Nursing | Clean Utility | Ice Dispenser | 1 | Purchase | 1 | Scotsman | MDT4F12A Touchfree® Ice Machine & Water Dispenser 115-120/60/1 | 3500 | 3500 | On Plan
Misc-30 | Misc-30 - Scotsman Icemaker MDTF412A.pdf | 1400 | Surgical Suite | Nurses Station | Ice Dispenser | 1 | Purchase | 1 | Scotsman | MDT4F12A Touchfree® Ice Machine & Water Dispenser 115-120/60/1 | 3500 | 3500 | On Plan
Misc-30 | Misc-30 - Scotsman Icemaker MDTF412A.pdf | 1037 | Central Nursing | Staff Break Room | Ice Dispenser | 1 | Purchase | 1 | Scotsman | MDT4F12A Touchfree® Ice Machine & Water Dispenser 115-120/60/1 | 3500 | 3500 | On Plan
Misc-44 | Misc-44 Shuco Aspirator Modell 330.pdf | 1301 | Emergency Dept | Trauma 1 | Suction on Cart | 1 | Exist | 0 | Schuco-Vac 130 Aspirator | Schuco-Vac 130 Aspirator | 1100 | 0 | Show on Plan
Misc-44 | Misc-44 Shuco Aspirator Modell 330.pdf | 1400 | Surgical Suite | Nurses Station | Suction on Cart | 1 | Exist | 0 | Schuco-Vac 130 Aspirator | Schuco-Vac 130 Aspirator | 1100 | 0 | Show on Plan
Misc-44 | Misc-44 Shuco Aspirator Modell 330.pdf | 1191 | Med-Surg | Corridor | Suction on Cart | 1 | Exist | 0 | Schuco-Vac 130 Aspirator | Schuco-Vac 130 Aspirator | 1100 | 0 | On Plan
Misc-47 | Misc-47 - Keurig Coffee Brewing Station.pdf | 1111 | Central Nursing | Clean Utility | Keurig Coffee Brewing B3000 | 1 | Purchase | 1 | Keurig | Keurig Coffee Brewing Station | 1100 | 1100 | Change to Misc-47 - Shows as Misc 37 on Plan
Misc-52 | Misc-52 - Pitney Bowes Galaxy 210.pdf | 1624 | Lobby and Administration | Admit Staff Workroom-Rear Alcove | Mailing Machine | 1 | Exist | 0 | Pitney-Bowes | GALAXY 210 with postage meter - 120/60/1. 6 AMPS. hwd: 17x45x25". | 0 | 0 | On Plan
Misc-54 | Misc-54 - Scale Health-O-Meter Digital KL.pdf | 1718 | Physical Therapy | Physical Therapy | Scale and Height Rod | 1 | Purchase | 1 | Health-O-Meter | Scale - Health-O-Meter Digital 500KL | 350 | 350 | On Plan
Misc-55 | Misc-55 - 60 Gallon Flammables Cabinet.pdf | 1807 | Central Supply/Services | Shop | Flammables Cabinet 60 Gal | 1 | Purchase | 1 | Justrite | Flammables Cabinet - 60 GAL. 2 Shelves Non Vented | 850 | 850 | On Plan
Misc-56 | Misc-56 - Wesley Internation Pallet Jack.pdf | 1814 | Receiving | Receiving and Purchasing | Pallet Jack | 1 | Exist | 0 | Wesley | Pallet Mule 5000 pound capacity, model 48-27-50AACR, | 0 | 0 | On Plan
Misc-57 | Misc-57 - Laggett and Platt AMCO Wire Shelf Storage High Density.pdf | 1812 | Materials Management - Central Supply | Central Supply Room | Wire Shelving | 16 | Purchase | 16 | AMCO | High Density Wire Shelving | 600 | 9600 | On Plan
Misc-58 | Misc-58 - Floor Pallets.pdf | 1814 | Materials Management - Central Supply | Central Supply Room | Storage Pallets | 4 | Purchase | 4 | U-Line | Model 990H 40X48 Stackable Pallets | 350 | 1400 | Show on Plan
Misc-75 | Misc-75 - Home Style Toaster - Cuisinart.pdf | 1021-B | Central Nursing | Nourish | Toaster | 1 | Purchase | 1 | Cuisinart | Cuisinart CPT-180 - Toaster - 4 slice(s) - brushed stainless steel | 75 | 75 | On Plan
Misc-81 | Misc-80&81 - Mopec KA 300 and KE 300 Systems.pdf | 1802 | Central Supply/Services | Body Hold | Body Hold Refrig | 1 | Purchase | 1 | Mopec | Mopec KE-300 3 Body Refrigerator Walk IN | 17000 | 17000 | On Plan
Misc-82 | Misc-82 - Ferno Model 36 Mortuary Dressing Table.pdf | 1802 | Central Supply/Services | Body Hold | Morgue Dressing Table | 1 | Purchase | 1 | Ferno | Ferno 36 Morgue Dressing Table | 1400 | 1400 | Show on Plan
Misc-83 | Misc-83 Std Embalming Table.pdf | 1802 | Central Supply/Services | Body Hold | Embalming Table | 1 | Purchase | 1 | Ferno | Ferno 103 Embalming Table | 2000 | 2000 | Show on Plan
Misc-85 | Misc-85 Intermittent DVT System Medline.pdf | 1000 | Central Nursing | Nurses Station | DVT Pump - Intermittent | 1 | Purchase | 1 | Medline | Intermittent DVT System Medline.pdf | 879 | 879 | Show on Plan
Misc-86 | Misc-86 S- Summit 5.5 Cu. Ft.pdf | 1415 | Surgical Suite | Clean Utility | U/C Refrigerator | 1 | Purchase | 1 | Summit | Summit 5.5 Cu Ft U-C Glass Door Refrigerator | 1300 | 1300 | Change to Misc-86 - Shows as Misc-12 on Plan
Misc-86 | Misc-86 S- Summit 5.5 Cu. Ft.pdf | 1219 | Imaging | Clean Utility | U/C Refrigerator | 1 | Purchase | 1 | Summit | Summit 5.5 Cu Ft U-C Glass Door Refrigerator | 1300 | 1300 | Change to Misc-86 - Shows as Misc-12 on Plan
Misc-86 | Misc-86 S- Summit 5.5 Cu. Ft.pdf | 1400 | Surgical Suite | Nurses Station | U/C Refrigerator | 1 | Purchase | 1 | Summit | Summit 5.5 Cu Ft U-C Glass Door Refrigerator | 1300 | 1300 | Change to Misc-86 - Shows as Misc-12 on Plan
Misc-86 | Misc-86 S- Summit 5.5 Cu. Ft.pdf | 1705 | Specialty Clinic | Clean Utility | U/C Refrigerator | 1 | Purchase | 1 | Summit | Summit 5.5 Cu Ft U-C Glass Door Refrigerator | 1300 | 1300 | Change to Misc-86 - Shows as Misc-12 on Plan
Misc-90 | Misc-90 – Track Mounted IV Poles.pdf | 1302 | Emergency Dept | Isolation ER Exam | Ceiling Mounted IV Poles | 2 | Purchase | 2 | IV PoleOnLine | IV Pole ON Line 7220-400-006 - 6 ft (incl install) | 190 | 380 | Show on Plan
Misc-90 | Misc-90 – Track Mounted IV Poles.pdf | 1411 | Surgical Suite | Recovery 1411-A | Ceiling Mounted IV Poles | 2 | Purchase | 2 | IV PoleOnLine | IV Pole ON Line 7220-400-006 - 6 ft (incl install) | 190 | 380 | Show on Plan
Misc-90 | Misc-90 – Track Mounted IV Poles.pdf | 1411 | Surgical Suite | Recovery 1411-B | Ceiling Mounted IV Poles | 2 | Purchase | 2 | IV PoleOnLine | IV Pole ON Line 7220-400-006 - 6 ft (incl install) | 190 | 380 | Show on Plan
Misc-90 | Misc-90 – Track Mounted IV Poles.pdf | 1411 | Surgical Suite | Recovery 1411-C | Ceiling Mounted IV Poles | 2 | Purchase | 2 | IV PoleOnLine | IV Pole ON Line 7220-400-006 - 6 ft (incl install) | 190 | 380 | Show on Plan
Misc-90 | Misc-90 – Track Mounted IV Poles.pdf | 1301-A | Emergency Dept | Trauma Bed 1 | Ceiling Mounted IV Poles | 2 | Purchase | 2 | IV PoleOnLine | IV Pole ON Line 7220-400-006 - 6 ft (incl install) | 190 | 380 | Show on Plan
Misc-90 | Misc-90 – Track Mounted IV Poles.pdf | 1301-B | Emergency Dept | Trauma Bed 2 | Ceiling Mounted IV Poles | 2 | Purchase | 2 | IV PoleOnLine | IV Pole ON Line 7220-400-006 - 6 ft (incl install) | 190 | 380 | Show on Plan
Misc-91 | Misc-91 - Refrigerator with Water Dispenser.pdf | 1037 | Central Nursing | Staff Break Room | Home Style Freezer/Refrigerator | 1 | Purchase | 1 | Whirlpool | Model ED5FVGWSS - Side by Side with Icemaker - SS | 1400 | 1400 | On Plan
Misc-92 | Misc-92 – Wall Mounted Diagnostic Set.pdf | 1302 | Emergency Dept | Isolation | Wallmount Diagnostic Set | 1 | Purchase | 1 | Heine | Wallmount Diagnostic Set | 1500 | 1500 | Show on Plan
Misc-92 | Misc-92 – Wall Mounted Diagnostic Set.pdf | 1301-A | Emergency Dept | Trauma Bed 1 | Wallmount Diagnostic Set | 1 | Purchase | 1 | Heine | Wallmount Diagnostic Set | 1500 | 1500 | Show on Plan
Misc-92 | Misc-92 – Wall Mounted Diagnostic Set.pdf | 1301-A | Emergency Dept | Trauma Bed 2 | Wallmount Diagnostic Set | 1 | Purchase | 1 | Heine | Wallmount Diagnostic Set | 1500 | 1500 | Show on Plan
Misc-93 | Misc-93 Infant Warmer.pdf | 1114 | Central Nursing | Equipment Storage | Drager Air Shield C-200 | 1 | Purchase | 1 | Drager | Drager Airshield C-200 - DRE | 4000 | 4000 | Change to Misc-93 - Shows as C-08 on Plan
Misc-96 | Misc-96 - Glove Box Holder Stack of 4.pdf | 1001 | Long Term Care | Bariatric Room | Glove Box Holder - Wall Mounted - Stack of 4 | 1 | Purchase | 1 | UnimedMidwest | Glove Box Holder - Wall Mounted - CCG1061004 | 80 | 80 | On Plan
Misc-96 | Misc-96 - Glove Box Holder Stack of 4.pdf | 1008 | Long Term Care | Bariatric Room | Glove Box Holder - Wall Mounted - Stack of 4 | 1 | Purchase | 1 | UnimedMidwest | Glove Box Holder - Wall Mounted - CCG1061004 | 80 | 80 | On Plan
Misc-96 | Misc-96 - Glove Box Holder Stack of 4.pdf | 1012 | Long Term Care | Bariatric Room | Glove Box Holder - Wall Mounted - Stack of 4 | 1 | Purchase | 1 | UnimedMidwest | Glove Box Holder - Wall Mounted - CCG1061004 | 80 | 80 | On Plan
Misc-96 | Misc-96 - Glove Box Holder Stack of 4.pdf | 1013 | Long Term Care | Bariatric Room | Glove Box Holder - Wall Mounted - Stack of 4 | 1 | Purchase | 1 | UnimedMidwest | Glove Box Holder - Wall Mounted - CCG1061004 | 80 | 80 | On Plan
Misc-96 | Misc-96 - Glove Box Holder Stack of 4.pdf | 1020 | Long Term Care | Bariatric Room | Glove Box Holder - Wall Mounted - Stack of 4 | 1 | Purchase | 1 | UnimedMidwest | Glove Box Holder - Wall Mounted - CCG1061004 | 80 | 80 | On Plan
Misc-96 | Misc-96 - Glove Box Holder Stack of 4.pdf | 1101 | Med-Surg | Bariatric/Variable Acuity Room | Glove Box Holder - Wall Mounted - Stack of 4 | 1 | Purchase | 1 | UnimedMidwest | Glove Box Holder - Wall Mounted - CCG1061004 | 80 | 80 | On Plan
Misc-96 | Misc-96 - Glove Box Holder Stack of 4.pdf | 1717 | Specialty Clinic | Exam Room | Glove Box Holder - Wall Mounted - Stack of 4 | 1 | Purchase | 1 | UnimedMidwest | Glove Box Holder - Wall Mounted - CCG1061004 | 80 | 80 | On Plan
Misc-96 | Misc-96 - Glove Box Holder Stack of 4.pdf | 1707 | Specialty Clinic | Exam Room | Glove Box Holder - Wall Mounted - Stack of 4 | 1 | Purchase | 1 | UnimedMidwest | Glove Box Holder - Wall Mounted - CCG1061004 | 80 | 80 | On Plan
Misc-96 | Misc-96 - Glove Box Holder Stack of 4.pdf | 1709 | Specialty Clinic | Exam Room | Glove Box Holder - Wall Mounted - Stack of 4 | 1 | Purchase | 1 | UnimedMidwest | Glove Box Holder - Wall Mounted - CCG1061004 | 80 | 80 | On Plan
Misc-96 | Misc-96 - Glove Box Holder Stack of 4.pdf | 1710 | Specialty Clinic | Exam Room | Glove Box Holder - Wall Mounted - Stack of 4 | 1 | Purchase | 1 | UnimedMidwest | Glove Box Holder - Wall Mounted - CCG1061004 | 80 | 80 | On Plan
Misc-96 | Misc-96 - Glove Box Holder Stack of 4.pdf | 1712 | Specialty Clinic | Exam Room | Glove Box Holder - Wall Mounted - Stack of 4 | 1 | Purchase | 1 | UnimedMidwest | Glove Box Holder - Wall Mounted - CCG1061004 | 80 | 80 | On Plan
Misc-96 | Misc-96 - Glove Box Holder Stack of 4.pdf | 1713 | Specialty Clinic | Exam Room | Glove Box Holder - Wall Mounted - Stack of 4 | 1 | Purchase | 1 | UnimedMidwest | Glove Box Holder - Wall Mounted - CCG1061004 | 80 | 80 | On Plan
Misc-96 | Misc-96 - Glove Box Holder Stack of 4.pdf | 1715 | Specialty Clinic | Exam Room | Glove Box Holder - Wall Mounted - Stack of 4 | 1 | Purchase | 1 | UnimedMidwest | Glove Box Holder - Wall Mounted - CCG1061004 | 80 | 80 | On Plan
Misc-96 | Misc-96 - Glove Box Holder Stack of 4.pdf | 1708 | Specialty Clinic | Eye Exam | Glove Box Holder - Wall Mounted - Stack of 4 | 1 | Purchase | 1 | UnimedMidwest | Glove Box Holder - Wall Mounted - CCG1061004 | 80 | 80 | On Plan
Misc-96 | Misc-96 - Glove Box Holder Stack of 4.pdf | 1303 | Emergency Dept | Isolation ER Ante Room | Glove Box Holder - Wall Mounted - Stack of 4 | 1 | Purchase | 1 | UnimedMidwest | Glove Box Holder - Wall Mounted - CCG1061004 | 80 | 80 | On Plan
Misc-96 | Misc-96 - Glove Box Holder Stack of 4.pdf | 1302 | Emergency Dept | Isolation ER Exam | Glove Box Holder - Wall Mounted - Stack of 4 | 1 | Purchase | 1 | UnimedMidwest | Glove Box Holder - Wall Mounted - CCG1061004 | 80 | 80 | On Plan
Misc-96 | Misc-96 - Glove Box Holder Stack of 4.pdf | 1102 | Med-Surg | Isolation Med Surge Room | Glove Box Holder - Wall Mounted - Stack of 4 | 1 | Purchase | 1 | UnimedMidwest | Glove Box Holder - Wall Mounted - CCG1061004 | 80 | 80 | On Plan
Misc-96 | Misc-96 - Glove Box Holder Stack of 4.pdf | 1201 | Laboratory | Phlebotomy Area | Glove Box Holder - Wall Mounted - Stack of 4 | 1 | Purchase | 1 | UnimedMidwest | Glove Box Holder - Wall Mounted - CCG1061004 | 80 | 80 | On Plan
Misc-96 | Misc-96 - Glove Box Holder Stack of 4.pdf | 1411 | Surgical Suite | Pre-op/Prep | Glove Box Holder - Wall Mounted - Stack of 4 | 1 | Purchase | 1 | UnimedMidwest | Glove Box Holder - Wall Mounted - CCG1061004 | 80 | 80 | On Plan
Misc-96 | Misc-96 - Glove Box Holder Stack of 4.pdf | 1411 | Surgical Suite | Recovery 1 | Glove Box Holder - Wall Mounted - Stack of 4 | 1 | Purchase | 1 | UnimedMidwest | Glove Box Holder - Wall Mounted - CCG1061004 | 80 | 80 | On Plan
Misc-96 | Misc-96 - Glove Box Holder Stack of 4.pdf | 1412 | Surgical Suite | Recovery 3 | Glove Box Holder - Wall Mounted - Stack of 4 | 1 | Purchase | 1 | UnimedMidwest | Glove Box Holder - Wall Mounted - CCG1061004 | 80 | 80 | On Plan
Misc-96 | Misc-96 - Glove Box Holder Stack of 4.pdf | 1107 | Med-Surg | Standard Room | Glove Box Holder - Wall Mounted - Stack of 4 | 1 | Purchase | 1 | UnimedMidwest | Glove Box Holder - Wall Mounted - CCG1061004 | 80 | 80 | On Plan
Misc-96 | Misc-96 - Glove Box Holder Stack of 4.pdf | 1002 | Long Term Care | Standard Room | Glove Box Holder - Wall Mounted - Stack of 4 | 1 | Purchase | 1 | UnimedMidwest | Glove Box Holder - Wall Mounted - CCG1061004 | 80 | 80 | On Plan
Misc-96 | Misc-96 - Glove Box Holder Stack of 4.pdf | 1003 | Long Term Care | Standard Room | Glove Box Holder - Wall Mounted - Stack of 4 | 1 | Purchase | 1 | UnimedMidwest | Glove Box Holder - Wall Mounted - CCG1061004 | 80 | 80 | On Plan
Misc-96 | Misc-96 - Glove Box Holder Stack of 4.pdf | 1004 | Long Term Care | Standard Room | Glove Box Holder - Wall Mounted - Stack of 4 | 1 | Purchase | 1 | UnimedMidwest | Glove Box Holder - Wall Mounted - CCG1061004 | 80 | 80 | On Plan
Misc-96 | Misc-96 - Glove Box Holder Stack of 4.pdf | 1005 | Long Term Care | Standard Room | Glove Box Holder - Wall Mounted - Stack of 4 | 1 | Purchase | 1 | UnimedMidwest | Glove Box Holder - Wall Mounted - CCG1061004 | 80 | 80 | On Plan
Misc-96 | Misc-96 - Glove Box Holder Stack of 4.pdf | 1006 | Long Term Care | Standard Room | Glove Box Holder - Wall Mounted - Stack of 4 | 1 | Purchase | 1 | UnimedMidwest | Glove Box Holder - Wall Mounted - CCG1061004 | 80 | 80 | On Plan
Misc-96 | Misc-96 - Glove Box Holder Stack of 4.pdf | 1007 | Long Term Care | Standard Room | Glove Box Holder - Wall Mounted - Stack of 4 | 1 | Purchase | 1 | UnimedMidwest | Glove Box Holder - Wall Mounted - CCG1061004 | 80 | 80 | On Plan
Misc-96 | Misc-96 - Glove Box Holder Stack of 4.pdf | 1009 | Long Term Care | Standard Room | Glove Box Holder - Wall Mounted - Stack of 4 | 1 | Purchase | 1 | UnimedMidwest | Glove Box Holder - Wall Mounted - CCG1061004 | 80 | 80 | On Plan
Misc-96 | Misc-96 - Glove Box Holder Stack of 4.pdf | 1010 | Long Term Care | Standard Room | Glove Box Holder - Wall Mounted - Stack of 4 | 1 | Purchase | 1 | UnimedMidwest | Glove Box Holder - Wall Mounted - CCG1061004 | 80 | 80 | On Plan
Misc-96 | Misc-96 - Glove Box Holder Stack of 4.pdf | 1011 | Long Term Care | Standard Room | Glove Box Holder - Wall Mounted - Stack of 4 | 1 | Purchase | 1 | UnimedMidwest | Glove Box Holder - Wall Mounted - CCG1061004 | 80 | 80 | On Plan
Misc-96 | Misc-96 - Glove Box Holder Stack of 4.pdf | 1014 | Long Term Care | Standard Room | Glove Box Holder - Wall Mounted - Stack of 4 | 1 | Purchase | 1 | UnimedMidwest | Glove Box Holder - Wall Mounted - CCG1061004 | 80 | 80 | On Plan
Misc-96 | Misc-96 - Glove Box Holder Stack of 4.pdf | 1015 | Long Term Care | Standard Room | Glove Box Holder - Wall Mounted - Stack of 4 | 1 | Purchase | 1 | UnimedMidwest | Glove Box Holder - Wall Mounted - CCG1061004 | 80 | 80 | On Plan
Misc-96 | Misc-96 - Glove Box Holder Stack of 4.pdf | 1016 | Long Term Care | Standard Room | Glove Box Holder - Wall Mounted - Stack of 4 | 1 | Purchase | 1 | UnimedMidwest | Glove Box Holder - Wall Mounted - CCG1061004 | 80 | 80 | On Plan
Misc-96 | Misc-96 - Glove Box Holder Stack of 4.pdf | 1017 | Long Term Care | Standard Room | Glove Box Holder - Wall Mounted - Stack of 4 | 1 | Purchase | 1 | UnimedMidwest | Glove Box Holder - Wall Mounted - CCG1061004 | 80 | 80 | On Plan
Misc-96 | Misc-96 - Glove Box Holder Stack of 4.pdf | 1018 | Long Term Care | Standard Room | Glove Box Holder - Wall Mounted - Stack of 4 | 1 | Purchase | 1 | UnimedMidwest | Glove Box Holder - Wall Mounted - CCG1061004 | 80 | 80 | On Plan
Misc-96 | Misc-96 - Glove Box Holder Stack of 4.pdf | 1019 | Long Term Care | Standard Room | Glove Box Holder - Wall Mounted - Stack of 4 | 1 | Purchase | 1 | UnimedMidwest | Glove Box Holder - Wall Mounted - CCG1061004 | 80 | 80 | On Plan
Misc-96 | Misc-96 - Glove Box Holder Stack of 4.pdf | 1103 | Med-Surg | Standard Room | Glove Box Holder - Wall Mounted - Stack of 4 | 1 | Purchase | 1 | UnimedMidwest | Glove Box Holder - Wall Mounted - CCG1061004 | 80 | 80 | On Plan
Misc-96 | Misc-96 - Glove Box Holder Stack of 4.pdf | 1104 | Med-Surg | Standard Room | Glove Box Holder - Wall Mounted - Stack of 4 | 1 | Purchase | 1 | UnimedMidwest | Glove Box Holder - Wall Mounted - CCG1061004 | 80 | 80 | On Plan
Misc-96 | Misc-96 - Glove Box Holder Stack of 4.pdf | 1105 | Med-Surg | Standard Room | Glove Box Holder - Wall Mounted - Stack of 4 | 1 | Purchase | 1 | UnimedMidwest | Glove Box Holder - Wall Mounted - CCG1061004 | 80 | 80 | On Plan
Misc-96 | Misc-96 - Glove Box Holder Stack of 4.pdf | 1106 | Med-Surg | Standard Room | Glove Box Holder - Wall Mounted - Stack of 4 | 1 | Purchase | 1 | UnimedMidwest | Glove Box Holder - Wall Mounted - CCG1061004 | 80 | 80 | On Plan
Misc-96 | Misc-96 - Glove Box Holder Stack of 4.pdf | 1108 | Med-Surg | Standard Room | Glove Box Holder - Wall Mounted - Stack of 4 | 1 | Purchase | 1 | UnimedMidwest | Glove Box Holder - Wall Mounted - CCG1061004 | 80 | 80 | On Plan
Misc-96 | Misc-96 - Glove Box Holder Stack of 4.pdf | 1301-A | Emergency Dept | Trauma Bed 1 | Glove Box Holder - Wall Mounted - Stack of 4 | 1 | Purchase | 1 | UnimedMidwest | Glove Box Holder - Wall Mounted - CCG1061004 | 80 | 80 | On Plan
Misc-96 | Misc-96 - Glove Box Holder Stack of 4.pdf | 1301-B | Emergency Dept | Trauma Bed 2 | Glove Box Holder - Wall Mounted - Stack of 4 | 1 | Purchase | 1 | UnimedMidwest | Glove Box Holder - Wall Mounted - CCG1061004 | 80 | 80 | On Plan
Img-22 | No Image - Details Required | 1216 | Imaging | RF Room | Computed Radiography | 1 | Inquire | 1 | TBD | Computed Radiography | 0 | 0 | On Plan
Furn-10 | No Image - Relocated Item | 1222 | Imaging | Film Storage | Film Room Shelving | 1 | Exist | 0 | Relocate | Film Storage - Relocate | 1000 | 1000 | On Plan
Img-01 | No Image - Relocated Item | 1211 | Imaging | CT Scan Room | CT Scan and Table | 1 | Exist | 0 | GE | CT Installation by Others - Installation Allowance | 15000 | 15000 | Show on Plan
Img-04 | No Image - Relocated Item | 1211 | Imaging | CT Scan Room | Lead Apron (24 X 38) 5MM #EVLX. Light Weight | 1 | Purchase | 1 | Open Vendor | (24 X 38) 5MM #EVLX. Light Weight | 350 | 350 | On Plan
Img-04 | No Image - Relocated Item | 1391 | Emergency Dept | Portable X-Ray Alcove | Lead Apron (24 X 38) 5MM #EVLX. Light Weight | 1 | Exist | 0 | Open Vendor | (24 X 38) 5MM #EVLX. Light Weight | 350 | 0 | On Plan
Img-04 | No Image - Relocated Item | 1212 | Imaging | RF Room | Lead Apron (24 X 38) 5MM #EVLX. Light Weight | 1 | Exist | 0 | Open Vendor | (24 X 38) 5MM #EVLX. Light Weight | 350 | 0 | On Plan
Img-05 | No Image - Relocated Item | 1211 | Imaging | CT Scan Room | Lead Apron (24 X 40) .5MM #EVLXS. Light Weight | 1 | Purchase | 1 | Open Vendor | (24 X 40) .5MM #EVLXS. Light Weight | 350 | 350 | On Plan
Img-05 | No Image - Relocated Item | 1391 | Emergency Dept | Portable X-Ray Alcove | Lead Apron (24 X 40) .5MM #EVLXS. Light Weight | 1 | Exist | 0 | Open Vendor | (24 X 40) .5MM #EVLXS. Light Weight | 350 | 0 | On Plan
Img-05 | No Image - Relocated Item | 1212 | Imaging | RF Room | Lead Apron (24 X 40) .5MM #EVLXS. Light Weight | 1 | Exist | 0 | Open Vendor | (24 X 40) .5MM #EVLXS. Light Weight | 350 | 0 | On Plan
Img-07 | No Image - Relocated Item | 1218 | Imaging | Reading Room | Mammography High Intensity Light | 1 | Exist | 0 | Relocate | Mammography Spot | 0 | 0 | On Plan
Img-10 | No Image - Relocated Item | 1114 | Emergency Dept | Portable X-Ray Alcove | Lead Gloves - #HGP. 0.5MM ‐ 15 ". | 1 | Exist | 0 | Relocate |  |  | 0
Img-10 | No Image - Relocated Item | 1211 | Imaging | CT Scan Room | Lead Gloves - #HGP. 0.5MM ‐ 15 ". | 1 | Exist | 0 | Relocate |  |  | 0
Img-10 | No Image - Relocated Item | 1212 | Imaging | RF Room | Lead Gloves - #HGP. 0.5MM ‐ 15 ". | 1 | Exist | 0 | Relocate |  |  | 0
KIT-19 | No Image - Relocated Item | 1641 | Kitchen | General Receiving | SS Counter Area | 1 | Exist | 0 | Relocate | Relocation Cost | 500 | 500 | On Plan
MF13 | No Image - Relocated Item | 1034 | Central Nursing | Spa/Bath | Table/Mat | 1 | Exist | 0 | Relocate | Table/Mat: 18x84x48". | 0 | 0 | Show on Plan
MF-15 | No Image - Relocated Item | 1227 | Imaging | Ultrasound | Table/Bed | 1 | Exist | 0 | Brand Not Specified | Table/Mat: 18x84x48". | 1500 | 0 | Show on Plan
Misc-32 | No Image - Relocated Item | 1034 | Central Nursing | Spa/Bath | ADA Tub | 1 | Exist | 0 | Invacare | INVACARE 3650. | 0 | 0 | On Plan
Misc-53 | No Image - Relocated Item | 1624 | Lobby and Administration | Admit Staff Workroom-Rear Alcove | Postage Scale | 1 | Exist | 0 | Pitney-Bowes | Integra 15 electronic scale hwd:3.3x12.75x10.5". 115/60/1. 1 AMP. | 0 | 0 | On Plan
Misc-59 | No Image - Relocated Item | 1718 | Physical Therapy | Physical Therapy | Physical Therapy Treatment Table | 1 | Exist | 0 | Relocate | Physical Therapy Treatment Table | 0 | 0 | Show on Plan
Misc-77 | No Image - Relocated Item | 1809 | Central Supply/Services | Environmental Svcs | Sewing Machine | 1 | Inquire | 1 | TBD | SEWING MACHINE | 0 | 0 | On Plan
Eye-Lane | No Image - Requires Selection | 1708 | Specialty Clinic | Eye Exam | Eye Lane | 1 | Select | 1 | Need Details | Eye Lane Eqpt | 15000 | 0 | Need to Select
Furn-21 | No Image - Requires Selection | 1807 | Central Supply/Services | Shop | Work Bench - Wood Top | 1 | Purchase | 1 | TBD | Work bench with Hardwood Top 34x60x28".
IT-16 | Requires Selection - Wait Until Move In For Best Performance | 1000 | Central Nursing | Nurses Station | PC Workstation - PACS System | 1 | Purchase | 1 | DELL | TBD By Client and SHC | 2500 | 2500 | On Plan
IT-16 | Requires Selection - Wait Until Move In For Best Performance | 1300 | Central Nursing | Nurses Station | PC Workstation - PACS System | 1 | Purchase | 1 | DELL | TBD By Client and SHC | 2500 | 2500 | On Plan
IT-16 | Requires Selection - Wait Until Move In For Best Performance | 1792 | Specialty Clinic | Corridor | PC Workstation - PACS System | 1 | Purchase | 1 | DELL | TBD By Client and SHC | 2500 | 2500 | Show on Plan
IT-16 | Requires Selection - Wait Until Move In For Best Performance | 1400 | Surgical Suite | Nurses Station | PC Workstation - PACS System | 1 | Purchase | 1 | DELL | TBD By Client and SHC | 2500 | 2500 | On Plan
Maint-02 | No Image - Requires Selection | 1804 | Central Supply/Services | Biomed | Workbench with Hardwood Top. 34x60x28" | 1 | Purchase | 1 |  | Work bench with Hardwood Top 34x60x28". |  | 0
Misc-33 | Misc-33 - Invacare Patient Lift.pdf | 1034 | Central Nursing | Spa/Bath | Invacare Custom Lift for Tub | 1 | Purchase | 1 | Invacare | INVACARE 3650 Lift | 1800 | 1800 | On Plan
Misc-78 | No Image - Requires Selection | 1805 | Central Supply/Services | Environmental Svcs | Bin | 4 | Inquire | 4 | TBD | BIN | 0 | 0 | On Plan
Misc-79 | No Image - Requires Selection | 1805 | Central Supply/Services | Environmental Svcs | Carts | 3 | Inquire | 3 | TBD | CARTS | 0 | 0 | On Plan
Misc-80 | No Image - Requires Selection | 1814 | Central Supply/Services | Receiving and Purchasing | Rolling Cart | 4 | Inquire | 4 | TBD | ROLLING CART | 0 | 0 | On Plan
Misc-94 | Misc-94 - Lateral Track Shelving.pdf | 1614 | Lobby and Administration | AP Files | Lateral Track Shelving- CLC-48-1 | 1 | Purchase | 1 | Lateral Track | Lateral Track CLC-48-1 - (2) Units Stationary - 1 Unit Mobile - 8'-4"L X 27" D X 76" H | 3500 | 3500 | On Plan
Endo-36 | Olympus Arthroscopy Tray - No Image | 1402 | Surgical Suite | Procedure Room - Minor | Olympus Arthroscopy Tray | 1 | Purchase | 1 | Olympus | A05951A - Insert Tray for True View II | 150 | 150 | Equipment
Endo-37 | Olympus Arthroscopy Tray - No Image | 1402 | Surgical Suite | Procedure Room - Minor | Olympus Arthroscopy Tray | 1 | Purchase | 1 | Olympus | WA05970A - Instrument Tray with lid and silicone mat | 600 | 600 | Equipment
Phar-03 | Phar_03 - Double Locked Narcotic Cabinet.pdf | 1400 | Surgical Suite | Nurses Station | Harloff 2720 Locking Narcotics Cabinet | 1 | Purchase | 1 | Harloff 2720 | Harloff 2720 | 250 | 250 | On Plan
Phar-01 | Phar-01 - AkroBin Wire System and Shelving.pdf | 1429 | Surgical Suite | Clean Work/Makeup | AkroBin ReadySpace™ Mobile Floor Rack -30553 24" W X 23" D X 52" H | 2 | Inquire | 2 | AkroBin | AkroBin ReadySpace™ Mobile Floor Rack -30553 | 450 | 900 | On Plan
Phar-04 | Phar-04 - Baker SterilGuard SG-303 Hood - Specs.pdf | 1113B | Central Nursing | Drug Room (Main Medication) | Hood | 1 | Exist | 0 | Baker | Sterigard III Laboratory Hood -SG-303 (non Vented |  | 0 | On Plan
PhTher-02 | PhTher-02 - Colpac Freezer.pdf | 1718 | Specialty Clinic | Physical Therapy | Colpac Freezer | 1 | Purchase | 1 | Colpac | Colpac Freezer | 960 | 960 | On Plan
PhTher-03 | PhTher-03 - Hydrocollator.pdf | 1718 | Specialty Clinic | Physical Therapy | Hydrocollator Heating Unit | 1 | Purchase | 1 | Hydrocollater | Hydrocollator Heating Unit - E1 | 380 | 380 | On Plan
PhTher-04 | PhTher-04 - Midland Electric Parallel Bars.pdf | 1718 | Specialty Clinic | Physical Therapy | Midland Electric Parallel Bars | 1 | Purchase | 1 | Midland | Midland® Electric Parallel Bars Motorized Height and Width Parallel Bars, 10' | 10300 | 10300 | On Plan
PhTher-05 | PhTher-05 - Midland Folding Parallel Bars.pdf | 1718 | Specialty Clinic | Physical Therapy | Midland Folding Parallel Bars | 1 | Purchase | 1 | Midland | Midland Folding Parallel Bars | 2500 | 2500 | On Plan
PhTher-06 | PhTher-06 - Wall-Mounted Folding Parallel Bars.pdf | 1718 | Specialty Clinic | Physical Therapy | Midland 7' Wall-Mounted Folding Parallel Bars | 1 | Purchase | 1 | Midland | Midland 7' Wall-Mounted Folding Parallel Bars | 1675 | 1675 | On Plan
PhTher-07 | PhTher-07 - Stacking Steps.pdf | 1718 | Specialty Clinic | Physical Therapy | Stacking Steps | 3 | Purchase | 3 | Misc | Stacking Steps | 500 | 1500 | On Plan
PhTher-09 | PhTher-09 - Earthlite Avila II Treatment Seat.pdf | 1718 | Specialty Clinic | Physical Therapy | Earthlite Avila II Treatment Seat | 1 | Purchase | 1 | Earthlite | Earthlite Avila II Treatment Seat | 950 | 950 | On Plan
PhTher-10 | PhTher-10 - Quantum Stride Ellipitcals.pdf | 1718 | Specialty Clinic | Physical Therapy | Quantum Stride Ellipitcals | 1 | Purchase | 1 | Quantum | Quantum Stride Ellipitcals | 4000 | 4000 | On Plan
PhTher-11 | PhTher-11 - Hausman Folding Parallel Bars.pdf | 1718 | Specialty Clinic | Physical Therapy | Hausman Folding Parallel Bars | 1 | Purchase | 1 | Hausman | Hausman Folding Parallel Bars | 875 | 875 | On Plan
PhTher-12 | PhTher-12 - Bariatric Tread-Ergometer.pdf | 1718 | Specialty Clinic | Physical Therapy | Woodway Bariatric Tread-Ergometer - Parallel Bar Handrail | 1 | Purchase | 1 | Woodway | Woodway Bariatric Tread-Ergometer - Parallel Bar Handrail | 18000 | 18000 | On Plan
PhTher-13 | PhTher-13 - ProLuxe PT100 Hi-Lo Treatment Table.pdf | 1718 | Specialty Clinic | Physical Therapy | ProLuxe PT100 Hi-Lo Treatment Table | 1 | Purchase | 1 | ProLuxe | ProLuxe PT100 Hi-Lo Treatment Table | 2000 | 2000 | On Plan
PhTher-14 | PhTher-14 - Earthlite Ellora Massage Table.pdf | 1718 | Specialty Clinic | Physical Therapy | Earthlite Ellora Massage Table | 1 | Purchase | 1 | Earthlite | Earthlite Ellora Massage Table | 2450 | 2450 | On Plan
PhTher-15 | PhTher-15 - Midland Premier Electric Table wGuardrail.pdf | 1718 | Specialty Clinic | Physical Therapy | Midland Premier Electric Table w/Guardrail | 1 | Purchase | 1 | Midland | Midland Premier Electric Table w/Guardrail | 4125 | 4125 | On Plan
PhTher-16 | PhTher-16 - Metron S Series Massage Table.pdf | 1718 | Specialty Clinic | Physical Therapy | Metron S Series Massage Table | 1 | Purchase | 1 | Metron | Metron S Series Massage Table | 1995 | 1995 | On Plan
PhTher-17 | PhTher-17 - Adjustable Hand Therapy Table.pdf | 1718 | Specialty Clinic | Physical Therapy | Adjustable Hand Therapy Table | 1 | Purchase | 1 | Misc | Adjustable Hand Therapy Table | 695 | 695 | On Plan
PhTher-18 | PhTher-18 - Body-Solid 3 Tier Dumbell Rack.pdf | 1718 | Specialty Clinic | Physical Therapy | Body-Solid 3 Tier Dumbell Rack | 1 | Purchase | 1 | Misc | Body-Solid 3 Tier Dumbell Rack | 155 | 155 | On Plan
PhTher-19 | PhTher-19 -SciFit PRO1 Exerciser.pdf | 1718 | Specialty Clinic | Physical Therapy | SciFit PRO1 Inclusive Fitness Upper Body Exerciser | 1 | Purchase | 1 | SciFit | SciFit PRO1 Inclusive Fitness Upper Body Exerciser - PRO103 | 5225 | 5225 | On Plan
PhTher-20 | PhTher-20 - Elite Chiropractic Table.pdf | 1718 | Specialty Clinic | Physical Therapy | Elite Chiropractic Table | 1 | Purchase | 1 | Elite | Elite Chiropractic Table | 3480 | 3480 | On Plan
PhTher-21 | PhTher-21- Life Fitnesss G7 Trainer.pdf | 1718 | Specialty Clinic | Physical Therapy | Life Fitnesss G7 Functional Training System | 1 | Purchase | 1 | LifeFitness | Life Fitnesss G7 Functional Training System | 2699 | 2699 | On Plan
PhTher-22 | PhTher-22 - Recumbant Bike Spirit XBR55.pdf | 1718 | Specialty Clinic | Physical Therapy | Spirit XBR55 Recumbent Bike | 1 | Purchase | 1 | Spirit | Spirit XBR55 Recumbent Bike | 1399 | 1399 | On Plan
PhTher-23 | PhTher-23 Cross Trainer.pdf | 1718 | Specialty Clinic | Physical Therapy | Life Fitness Club Series CSX Cross Trainer | 1 | Purchase | 1 | LifeFitness | Life Fitness Club Series CSX Cross Trainer | 3699 | 3699 | On Plan
Surg-02 | Surg-02 - NUVO Navigator OR Pendant System.pdf | 1401 | Surgical Suite | Operating Room - Major | Pendant System - Med Gas, Power, Low Voltage - S-Video - Equipment Carrier | 1 | Purchase | 1 | NUVO | Nagivator Pendant System | 30000 | 30000 | Show on Plan
Surg-03 | Surg-03 - GE Aestiva Anesthesia Machine.pdf | 1401 | Surgical Suite | Operating Room - Major | Anesthesia Machine | 1 | Exist | 0 | GE Ohmeda | Aestiva/5 | 0 | 0 | Show on Plan
Surg-05 | Surg-05 - ValleyLab ForceFX Cautery.pdf | 1401 | Surgical Suite | Operating Room - Major | Electrocautery System | 1 | Purchase | 1 | Valley Lab | Surg-05 - ValleyLab ForceFX Cautery.pdf | 10000 | 10000 | On Plan
Surg-06 | Surg-06 - AMSCO 3080R Surgical Table.pdf | 1401 | Surgical Suite | Operating Room - Major | Surgical Table | 1 | Exist | 0 | AMSCO | AMSCO 3080R Surgical Table - Battery Powered. BF415 basic accessory package | 0 | 0 | On Plan
Surg-08 | Surg-08 - Single Compartment Steris Blanket Warmers-Cut Sheets.pdf | 1114 | Central Nursing | Storage | Blanket Warmer | 1 | Purchase | 1 | Steris | MODEL 413726-637 - Free-standing Single-Door Solution/Blanket Warming Cabinet | 9000 | 9000 | On Plan
Surg-09 | Surg-09 - Dual Compartment Steris Blanket Warmers-Cut Sheets.pdf | 1491 | Surgical Suite | PACU Passage | Warming Cabinet - Dual | 1 | Exist | 0 | Steris | Warming Cabinet 413726-638 - Electric, Free-Standing Dual Compartment - 30 x 18 x 74 | 0 | 0 | On Plan
Surg-10 | Surg-10- Tourniquet - Zimmer ATS-3000.pdf | 1401 | Surgical Suite | Operating Room - Major | Tourniquet System | 1 | Exist | 0 | ZIMMER | ATS‐3000-Dual-port, Dual-cuff # AUTO. INCLUDES: cuff; stand; hoses. |  | 0 | Show on Plan
Surg-11 | Surg-11 Mayo Stand Pedigo P-1069-SS.pdf | 1401 | Surgical Suite | Operating Room - Major | Mayo Stand | 2 | Purchase | 2 | Pedigo | Pedigo Mayo Stand P-1069-SS | 350 | 700 | Show ID on Plan
Surg-12 | Surg-12 - Steris System 1-E Sterilizer.pdf | 1425 | Surgical Suite | Decon | Scope Processor - E System | 1 | Exist | 0 | Steris | Steris System 1- E Liquid Chemical Sterilization | 0 | 0 | On Plan
Surg-15 | Surg-15 - A - AMSCO Centrury Sterilizer Specifications.pdf | 1428 | Surgical Suite | Sterilizer Room | Sterilizer-Autoclave | 1 | Purchase | 1 | STERIS | 20X20X38 CenturyRecessed. Single door; Electric powered Integral steam generator; auto blowdown; flush and drain kit | 45000 | 45000 | On Plan
Surg-16 | Surg-16 - AMSCO Reliance 333 Specifications.pdf | 1425 | Surgical Suite | Decon | UnderCounter Sterilizer/Washer | 1 | Purchase | 1 | AMSCO | 333 Reliance Washer | 35000 | 35000 | On Plan
Surg-17 | Surg-17 - Anesthesia Cart.pdf | 1401 | Surgical Suite | Operating Room - Major | Anesthesia Cart | 1 | Purchase | 1 | Waterloo | Anesthesia Cart JTGKU-333369-DKB | 1500 | 1500 | On Plan
Surg-19 | Surg-19 - Solution Stand - Single Pedigo P-1078-SS.pdf | 1401 | Surgical Suite | Operating Room - Major | Solution Stand - Single Basin | 1 | Exist | 0 | Pedigo | Solution Stand - Single Basin - Pedigo P- 1078-SS | 350 | 0 | On Plan
Surg-26 | Surg-26 - Thermal Angel Fluid Warmer.pdf | 1301 | Emergency Dept | Trauma Bed 1 | Blood Warmer | 2 | Exist | 0 | Thermal Angel | TA-200: Fluid Warmer - Thermal Angel - Disposable | 0 | 0 | Change to S-26 - Shows as S-24 on Plan
Surg-27 | Surg-27 - NUVO OR Integration VPLEXBrochure.pdf | 1401 | Surgical Suite | Operating Room - Major | Integration to LCD Pendant Monitors and LAN | 1 | Purchase | 1 | NUVO | Integration with video sources | 60000 | 60000 | N/A
Surg-27 | Surg-27 - NUVO OR Integration VPLEXBrochure.pdf | 1402 | Surgical Suite | Procedure Room - Minor | Integration to LCD Pendant Monitors and LAN | 1 | Purchase | 1 | NUVO | Integration with video sources | 60000 | 60000 | N/A
Surg-28 | Surg-28 - Branson 8510 Ultrasonic Cleaner.pdf | 1425 | Surgical Suite | Decon | Ultrasonic Cleaner - Desktop | 1 | Exist | 0 | Branson | Branson 8510 Ultrasonic Cleaner | 0 | 0 | On Plan
Surg-32 | Surg-32 - SS Back Table Pedigo.pdf | 1429 | Surgical Suite | Clean Work/Makeup | X-Braced SS 24"W x 48" L x 34"H | 2 | Purchase | 1 | Pedigo | SG-92-SS - Instrument Back Table - X-Braced SS 24"W x 48" L x 34"H | 1600 | 1600 | Show on Plan
Surg-32 | Surg-32 - SS Back Table Pedigo.pdf | 1401 | Surgical Suite | Operating Room - Major | X-Braced SS 24"W x 48" L x 34"H | 1 | Purchase | 1 | Pedigo | SG-92-SS - Instrument Back Table - X-Braced SS 24"W x 48" L x 34"H | 1600 | 1600 | Change to Surg-32 Shows as S-23 on plan
Surg-88 | Surg-88 - OEC 6800 Mini C-arm.pdf | 1402 | Surgical Suite | Procedure Room - Minor | OEC 6800 C-Arm | 1 | Purchase | 1 | OEC (GE) | OEC 6800 C-Arm | 44500 | 44500 | Show on Plan
Surg-89 | Surg-89 - DRE LED Surgical Lights.pdf | 1401 | Surgical Suite | Operating Room - Major | Surgical Lights - Dual Lights - Center Mounted + 2 Dual LCD Monitor Arms | 2 | Purchase | 2 | DRE | Surg-89 DRE LED Surgical Lights X 2 | 11000 | 22000 | On Plan
Surg-91 | Surg-91 dre_vista_led.pdf | 1402 | Surgical Suite | Procedure Room - Minor | LED Spot Light | 1 | Purchase | 1 | DRE | DRE Vista Spot Light | 5500 | 5500 | Change to Surg-91 - Shows as Surg-04 on Plan
Surg-91 | Surg-91 dre_vista_led.pdf | 1402 | Emergency Dept | Trauma 1 | LED Spot Light | 1 | Purchase | 1 | DRE | DRE Vista Spot Light | 5500 | 5500 | Change to Surg-91 - Shows as Surg-04 on Plan
Surg-91 | Surg-91 dre_vista_led.pdf | 1402 | Emergency Dept | Trauma 2 | LED Spot Light | 1 | Purchase | 1 | DRE | DRE Vista Spot Light | 5500 | 5500 | Change to Surg-91 - Shows as Surg-04 on Plan
Endo-26 |  | 1402 | Surgical Suite | Procedure Room - Minor | Olympus Misc Parts | 1 | Purchase | 1 | Olympus | MAJ-1464 SDI Cable -72 ft | 450 | 450 | Equipment